{"text_format":"2","workbook":"xlsx","n_sheets":16,"sheets":["审批页","ULTIMUS海外配置","ULTIMUS国内配置","Oversea超声配置","China超声配置","兽用D系列超声配置","ULTIMUS兽用配置","国内A系列超声配置","海外A系列超声配置","国内掌超系列超声配置","掌超兽用系列超声配置","海外掌超系列超声配置","智能远程超声配置","家用保健制氧机","LIS胎心仪","代理销售产品配置"],"not_rendered":{"charts":0,"images":3,"macros":0,"external_links":0,"defined_names":1,"comments":15,"pivot_tables":0},"unopened":[],"bounds":{"document_bytes":16777216,"sheet_cells":100000,"run_cost":"one","rows_first":2000,"rows_last":500,"rows_between":2000,"halvings":0,"cell_chars":16384,"cell_head_chars":4096},"cells_cut":0,"cells_raw":0,"read":"whole","date_system":"1900"}

{"sheet":"审批页","index":0,"n_rows":45,"n_cols":15,"rows_kept":45,"cut":false,"hidden":false,"merged":[[0,0,0,14],[1,0,1,1],[1,2,1,6],[1,7,1,10],[1,11,1,12],[1,13,1,14],[2,0,2,14],[3,0,3,14],[4,2,4,7],[4,9,4,14],[5,0,5,14],[6,2,6,7],[6,9,6,14],[7,0,7,14],[8,0,8,2],[8,4,8,5],[8,7,8,9],[8,11,8,12],[9,0,9,2],[10,0,10,2],[11,0,11,4],[11,5,11,11],[11,12,11,14],[12,0,12,4],[12,5,12,11],[12,12,12,14],[13,0,13,4],[13,5,13,11],[13,12,13,14],[14,0,14,4],[14,5,14,11],[14,12,14,14],[15,0,15,4],[15,5,15,11],[15,12,15,14],[16,0,16,4],[16,5,16,11],[16,12,16,14],[19,0,19,14],[20,1,20,3],[20,4,20,12],[20,13,20,14],[21,1,21,3],[21,4,21,12],[21,13,21,14],[22,1,22,3],[22,4,22,12],[22,13,22,14],[23,1,23,3],[23,4,23,12],[23,13,23,14],[24,1,24,3],[24,4,24,12],[24,13,24,14],[25,1,25,3],[25,4,25,12],[25,13,25,14],[26,1,26,3],[26,4,26,12],[26,13,26,14],[27,1,27,3],[27,4,27,12],[27,13,27,14],[28,1,28,3],[28,4,28,12],[28,13,28,14],[29,1,29,3],[29,4,29,12],[29,13,29,14],[30,1,30,3],[30,4,30,12],[30,13,30,14],[31,1,31,3],[31,4,31,12],[31,13,31,14],[32,1,32,3],[32,4,32,12],[32,13,32,14],[33,1,33,3],[33,4,33,12],[33,13,33,14],[34,1,34,3],[34,4,34,12],[34,13,34,14],[35,1,35,3],[35,4,35,12],[35,13,35,14],[36,1,36,3],[36,5,36,12],[36,13,36,14],[37,1,37,3],[37,5,37,12],[37,13,37,14],[38,1,38,3],[38,5,38,12],[38,13,38,14],[39,1,39,3],[39,5,39,12],[39,13,39,14],[40,1,40,3],[40,5,40,12],[40,13,40,14],[41,1,41,3],[41,5,41,12],[41,13,41,14],[42,1,42,3],[42,5,42,12],[42,13,42,14],[43,1,43,3],[43,5,43,12],[43,13,43,14],[44,0,44,14],[26,0,27,0],[9,3,10,3],[9,6,10,6],[9,10,10,10],[9,13,10,13],[9,14,10,14],[17,0,18,5],[17,6,18,10],[17,11,18,14],[9,4,10,5],[9,7,10,9],[9,11,10,12]]}
[]
["产品/项目Product/Project：ALL",null,"题目Title:                                     产品配置表Product Configuration Sheet",{"$nulls":4},"文件号DOC#:                                                      CSH-IPN",null,null,null,"版本号REV#:1",null,"页数PAGES:1"]
["文件审批表DOCUMENT REVIEW AND APPROVAL SHEET "]
[]
[null,"v","新文件New Document",{"$nulls":6},"取消Cancel Document"]
[]
[null,null,"改版文件Revise Document",{"$nulls":6},"二年有效期审核Two Year Validate Review"]
[]
["No.",null,null,1,2,null,3,4,null,null,5,6,null,7,8]
["分发部门",null,null,"产品部"]
["Dept."]
["制定人Prepared By",{"$nulls":4},"审核人Reviewed By",{"$nulls":6},"批准人Approved By"]
["朱慧怡",{"$nulls":4},"华燕清、郭建军",{"$nulls":6},"田园"]
["签名Sign On",{"$nulls":4},"签名Sign On",{"$nulls":6},"签名Sign On"]
[]
["日期(年/月/日)  Date(Y/M/D)",{"$nulls":4},"日期(年/月/日)  Date(Y/M/D)",{"$nulls":6},"日期(年/月/日)  Date(Y/M/D)"]
[]
["本资料为飞依诺科技（苏州）有限公司专有之财产，非经书面许可，不准以任何形式和目的传播，复制，透露或使用。                The information contain herein is the exclusive property of VINNO and shall not be distributed, reproduced, disclosed or used in  whole or in part for any purpose without prior written permission of VINNO.",{"$nulls":5},"主控章  Master Stamp                                     (Valid if in red  红印为有效)",{"$nulls":4},"受控章  Control Stamp                               (Valid if in red  红印为有效)"]
[]
["修订历史Revision History "]
["版本\nREV#","日期\nDate",null,null,"Description/Summary of Revision\n修订说明",{"$nulls":8},"Reviser\n修订者"]
[1,"2019-07-29",null,null,"初版发布_1.9.0新版本软件功能变更。",{"$nulls":8},"朱慧怡"]
[{"$nulls":4},"1、增加电源滤波器，增加G80VET机型并发放。\n2、增加一款美标线\n3、X6-16L(NGS)变更为标配\n4、发放TOONA海外版的A6和A5\n5、国内版增加键盘中文保护膜\n6、增加20和60系列ECG美标组件",{"$nulls":8},"朱慧怡"]
[2,"2019-11-18",null,null,"1、更新D3VET（对应A6）和D2VET（对应A5）的配置\n2、远程考核（将Toona, HandHeld 定义为隐藏，其他的建议定义为option）。\n3、  X2-6C 在 >=E35 ，包括G55_ARM/DSP, G86， V70，G60上支持\n4、增加标配功能神经麻醉（只在V6/V8上开通），anesthesia package。\n5、增加海外版E10_21.5\"机型\n6、增加A6和A5德文版机型\n7、发放AI，在G55(含)以上机型将其设为option\n\n",{"$nulls":8},"朱慧怡"]
[3,"2019-12-04",null,null,"1、发放HandHeld海外版Q5\n2、海外版A6系列键盘防水膜为选配\n3、海外版portable键盘防尘膜选配；国内标配，国内单卖10个起售为选配项\n4、变更MSK为标配功能\n5、停用G4-9ES和G3-8M",{"$nulls":8},"朱慧怡"]
[4,"2020-05-07",null,null,"1、台式机和TOONA系列增加DVI转HDMI组件\n2、根据注册证修改探头支持型号\n3、海外版A6系列键盘防水膜增加单卖10个起售为选配项\n4、海外版portable键盘防尘膜增加单卖10个起售为选配项\n5、X2, E20, X3, E30, E35海外版增加HQ选配项\n6、增加兽用机型D550VET是21.5LCD和4口探头\n5、远程考核变更为标配\n6、TOONA系列3D和4D基础功能变更为标配\n7、变更S1-6P在海外的配置\n8、X2-6C 在 >=E30 ，包括G55_ARM/DSP, G86， V70，G60上支持\n9、TOONA增加挂架组件\n10、TOONA系列增加A4-9M探头\n11、D系列的FTP改为标配，与海外版保持一致。\n12、增加直柄的X4-9E",{"$nulls":8},"朱慧怡"]
[5,null,null,null,"1、增加穿刺针导槽14G，适用于除了经腔探头穿刺架外其他的金属穿刺架\n2、发放HandHeld国内版Q3和Q5 系列\n3、掌超系列增加部分外设选配\n4、增加壁龛成像\n5、TOONA的滤波器更改为选配，掌超不支持滤波器\n6、UP-X898MD变更为：UP-D898MD\n7、V5/V3/X1VET/X2VET/D100VET增加Advanced Speckle\n8、无线适配器在国内变更为选配\n9、发放海外版A3-6DX探头，仅可销售：孟加拉，印度，玻利维亚，巴基斯坦，蒙古，黎巴嫩，阿曼，阿联酋，科特迪瓦， 马里，乌干达，卢旺达，厄瓜多尔\n10、发放D300VET-21.5主机--EBOM-9000508\n11、发放海外版X1E\n12、国内Q系列平板和电源线组成套件一起销售。\n13、海外增加喷雾消毒机\n14、发放D300VET-21.5-4P主机--EBOM-9000509\n15、发放国内版E20系列产品：X2P/X2E/E10P/E10E/X1P/X1E\n16、Advanced Vspeckle在Q系列上变更为标配\n17、TOONA系列海外版增加A3-6DX\n18、V5/V3 系列/D100VET和E10VET/X1Vet/X2Vet增加Advanced Speckle标配\n19、WIFI adapter for console在国内50以上机器变更为选配\n20、TOONA增加兽用探头A3-8M\n21、新增的急诊/肾内/重症三个专用package",{"$nulls":8},"朱慧怡"]
[null,"2020-10-22",null,null,"1、便携系列增加CART-L海外，以及两口和三口探头箱组件\n2、海外版Q系列增加平板\n3、更正：S1-6PX在海外版的128通道以下机型不支持。\n4、发放TOONA海外版的cart、A3-6D、A4-9M\n5、发放巴西版E10E-4P-21.5巴西版主机、X1-18.5巴西版主机\n6、发放掌超Q系列的台车：整车和散装（因为包装还没验证，研发还不能正式发放）\n7、发放巴西版TOONA系列\n8、Q系列推车发放\n9、国内便携注册证变更，探头及功能配置变更\n10、增加E20/X3/X2操作面板可旋转机构套件\n11、打印机型号未通过法规认证，已改回原来的型号UP-X898MD\n12、掌超的7L平面外穿刺架发放\n13、发布SP10\n14、国内发布G86、G55、M55、E35、X35\n15、根据G55系列注册证，修改国内相应探头配置\n16、TOONA系列增加穿刺架\n17、S1-6p在G50VET系列上变更为标配\n18、新增功能：剪切波弹性成像，立体血流，实时IMT，Vaim，自动IT(颅内透明层)测量，3D盆底肛提肌裂孔自动测量，智能胎儿面部成像，自定义工作流\n19、增加巴西版掌超系列\n20、Auto OB全线产品标配\n21、G50系列全线切换成ARM平台\n22、增加海外版G86的24英寸显示器主机，可下单，不可生产\n23、增加探头支架扩展槽\n24、因生产管控问题，停用2000254-E20键盘可旋转机构套件",{"$nulls":8},"朱慧怡"]
[6,"2020-12-01",null,null,"1、E20系列SSD标配250G，可选配硬盘1T\n2、发放OEM-Mumbai-E35-4P-21.5套件  \nOEM-Mumbai-X2-3P-18.5套件 \n3、 E20的CWD切换成T-CWD\n4、advanced Vspeckle全线标配\n5、国内掌超发放Q5S系列\n6、更新E20系列和TOONA系列ECG的V代码及IPN\n7、发布G1-4PV\n8、发布国内的旋转主机E20/X2E\n9、更新86系列机型的V代码\n10、停用海外版的G80EXP和M80EXP\n11、86和75系列支持Vshare剪切波弹性成像\n12、Vflow只在128及以上的机器支持\n13、增加血流量自动测量\n14、双平面BP4-9在国内55系列支持\n15、发布兽超D350VET\n16、VET系列删除PWV、Auto OB、stress ECHO、Auto Bladder、HSG、卵泡自动测量、Live IMT、Auto Flow Volume\n17、国内掌超增加Surface Pro7（i5-1035G4）、U盘8G\n18、增加兽用D100P-18.5机型\n19、86系列全支持空化VFlash\n20、停用海外版的G80XEP和M80XEP\n21、兽超D系列增加“实验室ECG”\n22、Radiant Flow -> VLuminous Flow",{"$nulls":8},"朱慧怡"]
[7,"2021-01-14",null,null,"1、ochild的ECG美标和欧标变更为新的\n2、增加键盘防水膜套件--55系列，20系列，86系列\n3、德力凯OEM机器去除3D、4D全部功能\n4、停用TOONA挂架组件，转为售后流程\n5、增加新秀丽便携箱包组件\n6、orchid系列发放SSD（250G ）",{"$nulls":8}," 朱慧怡"]
[8,"2021-06-22",null,null,"1、国内便携停用老的拉杆箱（七匹狼）\n2、E20国内版删除ECG功能\n3、CART-L、CART-S、CART-F发放\n4、发放威高掌超机型\n5、软件问题停用OR平台的D700VET\n6、发放定制版拉杆箱\n7、增加德力凯专用G1-4PT\n8、停用两口探头箱",{"$nulls":8}," 朱慧怡"]
[9,"2021-08-13",null,null,"1、65系列增加剪切波\n2、增加虚拟内窥镜3D技术\n3、发放X3-10L\n4、人用机型支持VCQ\n5、V6系列增加心脏导航功能\n",{"$nulls":8}," 朱慧怡"]
[10,"2021-10-25",null,null,"1、发布AMAS功能\n2、X2-6C在兽超上仅800和860支持\n3、M86删除Vflash空化功能",{"$nulls":8}," 朱慧怡"]
[11,"2022-02-24",null,null,"1、增加长沙销售机型\n2、E20系列及V5,V6上不支持G3-10PX，包括对应的兽用机型，不对市场开放",{"$nulls":8}," 朱慧怡"]
[12,"2022-04-27",null,null,"1、国内便携系列替换蓝牙和无线网卡（认证）\n2、增加G86和G65巴西版\n3、变更ORCHID兽用机型的探头配置\n4、增加F4-12LV探头，用于G55/E35/E20/E10/X1/V8/V6/V5Exp/V5     D550VET/D300VET（也包括D200VET）/D100VET/D8VET/D6VET/D5VET\n5、发放P系列、tulip系列配置",{"$nulls":8}," 朱慧怡"]
[13,"2022-10-26",null,null,"1.CAMPHOR项目V10系列(长沙)，CAMPH_ECG组件导入选型（2022/8/31）---CSH文件未发放\n2.M86E主机国内启用（2022/9/5）\n3.印度 V6（K40) 拆分为两个主机套件，OEM-SonoRad K40主机键盘套件加入选型（2022/9/15）---CSH文件已发放\n4.R系列软件发放加入选型（2022/9/15）---CSH文件已发放\n5.X9-22L在M86E标配（2022/9/19）\n6.G86/G65巴西主机升级为G2，90号变更，V代码沿用，（G0和G1停用，G2启用）（2022/9/20）---CSH文件已发放\n7. 国内兽用D系列导入TP--LINK -- WIFI6无线网卡（2022/9/20）---CSH文件已发放\n8. D650/D700/D800/D860 VET/LAB升级为G2 （2022/9/21）---CSH文件已发放\n9.P系列海外和国内版本均不支持VReport功能和AMAS功能（2022/9/22）\n10.G4-12P在V6上不支持\n11.I7-18L在Orchid和便携上暂不支持，选型上改为招标模式（2022/9/27）\n12. P系列海外版本不支持VReport和AMAS功能，和海外版电源线导入选型（2022/9/28）---CSH文件已发放    \n13. P系列巴西版主机导入选型（2022/9/28）---CSH文件未发放\n14. G2-5C在G65系列改为招标模式\n15. Orchid新增腔内探头和高端系列-UPS支架套件导入选型（2022/10/10）---CSH文件已发放（2022/10/12） \n16. P系列长沙增加电源线和国内版本均不支持VReport功能和AMAS功能---补CSH文件已发放\n17.摩尔多瓦加入G65/G86（非CE国家）销售国家列表---2022/10/11\n18.R300/R500主机启用---2022/10/12\n19.UP-X898MD打印机套件和UP-D898MD打印机套件加入portable系列/A系列/X1系列选配---CSH文件已发放（2022/10/17）\n20.F4-12L（V200017)停产停用\n21.新增X1系列腔内探头挂架组件，E20/E10系列腔内探头挂架组件，E35/G55系列腔内探头挂架组件（2022/10/18)---CSH文件已发放（2022/10/26）\n22.R系列海外版主机首次导入，启用R500/R300海外主机（2022/10/18)---CSH暂不发放\n23.tulip系列启用S1-8CM探头;启用R300/500国内主机（2022/10/20)\n24.P系列英文版手册和便携葡语版quick guide添加选型（2022/10/25）\n25.R300主机套件（15.6）导入选型（启用）（2022/10/26）\n26.暂停R系列国内版电池组件（2022/10/26）\n27.南非加入Orchid系列（非CE国家）销售国家列表（2022/10/28）\n28.OEM霆升V6添加选配件V9电池，新电源适配器MANGO150S-20AK-VIO（2022/10/28）---CSH文件已发放\n29.添加VINNO 8 LAB主机，配置和D8 VET一致（2022/10/31）---CSH文件已发放\n",{"$nulls":8}," 饶婷婷"]
[13,"2022-12-01",null,null,null,"30.I7-18L在orchid及便携上改为标配，G4-12P在G86/M86改为招标\n31.更新A3海外和国内配置 ，启用A3海外版主机（2022/11/11)---CSH文件已发放\n32.导入SKD_OEM A5主机套件，配置和A5海外版主机一致（2022/11/16）---CSH文件已发放\n33.更新tulip系列软件配置（2022/11/21）\n34.添加OEM-惠泰配置（2022/11/22）\n35.停用海外 9000058 CARTS和1000358 两口探头箱（2022/11/22）\n36.G65添加2T机械硬盘选配（待smile通知)\n37.俄罗斯/白俄罗斯加入G86系列（非CE国家），P系列销售国家列表（2022/11/24）\n38.YACON掌超Q系列海外/国内主机导入选型（2022/11/25）\n39.更新V10系列配置：①国内：VShear改为选配，S1-8CM，F4-12LV，S1-8C穿刺架改为标配；②海外：Color M,Auto EF,Auto NT,Auto IT仅在V10上改为标配; S1-8CM，F4-12LV，S1-8C穿刺架，FTP server（V30087）在V10系列改为标配，DICOM（V30038）变为选配（2022/11/28）\n40.更新R系列配置：①国内：MAM在R730改为标配；PWV，AMAS在R700-R750改为选配；STIC在R750/R650改为选配，Free view在R700-R750改为标配，S1-8CM和S1-8C穿刺架在R750/R730改为标配；②国外：TVI在R500变为选配；HQ 3D/4D，HQSilhouette在R500变为选配；（2022/11/28）\n41.Tulip系列导入探头F4-12LV（V20058)为招标支持，S1-6PV（V20061）为标配（2022/11/28）\n42.Orchid系列变更M.2硬盘：导入三星980_M.2_MZ-V8V1T0BW(3202065)（2022/11/30）---CSH已发放\n43.增加E20VET-3P-21.5主机（2022/12/1）---CSH文件已发放\n44.胎心仪首次添加选型（2022/12/8）\n45.X2-6C在 oversea版V8/V6系列（V8EXP/V8/V6EXP/V6/V6PRO）改为标配（2022/12/12)（（注：V8/V6 Ru版需用license单独开启）\n46.更新Tulip 9E国内科研和旗舰版：三维卵泡自动测量改为标配，输卵管容积造影改为选配（2022/12/12）\n47. E20/便携/A系列(含兽用）导入2T SSD硬盘选配;Orchid/E30~G55系列(含兽用）导入2T和4T HDD硬盘选配（2022/12/20）---CSH文件已发放\n\n\n",{"$nulls":7}," 饶婷婷"]
[{"$nulls":5},"48. 增加V8_TEE海外主机（2023/1/9）---CSH文件已发放\n49. 制氧机首次添加选型（2023/1/10） \n50. 导入G86/M86/G65前后移动的G2主机供招标支持（2023/1/11）\n51. V10系列国内/海外版：增加Multi Doppler，自动穿刺增强，远程会诊功能为选配；重症和急诊功能改为不支持（2023/1/12）\n52. R700系列国内/海外版增加Multi Doppler为选配（2023/1/12）\n53.更新V10/V10E/V10P配置（2023/2/9）---标红色部分代表当前暂不发布，标蓝色部分（PWV，心脏AI导航）为待确认项。\n54.更新X3海外配置，和X2配置一致（2023/2/9）\n55.兽用系列新增 辅助诊疗功能（腹部）选配（2023/2/10）\n56. 新Cart导入V10系列选配，无线适配器在R系列改为选配（2023/2/14）\n57.更新A3巴西版配置，启用（2023/2/17）\n58.导入tulip9E海外版第一版配置，启用（2023/2/20）\n59.导入V10海外版第一版配置，未发布可有限接单（2023/2/23）\n60. 导入R700海外及国内第一版配置，未发布（2023/2/25）---R700海外未发布可有限接单\n61.导入E20，V8，G55及R系列，A系列键盘保护膜套件（2023/2/25）\n62. 更新V10/R700最近配置，待继续更新（2023/3/9）\n63.A3 oversea/CHN/bra主机改为“未发布可有限接单”（2023/3/9）\n64.SKD-OEM-A5主机套件及选配件加入选型（Raymone 2023/3/22）\n65.国内tulip8P/7P OB/GI导入选型，并新增ECG导联线和PCG导联线（2023/3/24）\n66.国内V10新增主机套件（2023/3/24）\n65.更新Elastic imaging在海外V5及X1以上，E20以下机型为选配(2023/3/27)\n66.关闭P系列长沙版，启用P5苏州版（2023/3/29）---继续开启一个月（2023/3/30）\n67.核对R500/R300海外国内选型，根据3.29的spec（2023/3/30）\n68.I4-11T和U5-15LE在tulip 7P OB/GI版标配（2023/3/31）\n\n"]
[null,4,null,null,null,"69.X2-6C在tulip启用（2023/4/4 Molly）\n70.更新V10系列海外和国内配置，根据1.14.10版本的spec（周晓舟 2023/4/7）\n71.ECG导联线在9E国内/9E海外/海外CV版改为选配（May 2023/4/11）\n72.国内停用老的F4-12L 1000179 V20017（Bresson 2023/4/11） \n73.启用海外X3，和X3机型下的三个主机（Molly 2023/4/12）\n74.9E国内/9E海外/海外CV版新增ECG软件功能作为标配，状态未发布（May 2023/4/12)\n75.9E海外/海外CV版新增欧标和美标主机（Sonya 2023/4/14)\n76.新增自研stic在tulip系列招标支持(Molly 2023/4/17）\n77.国内停用V8系列9000585 V30521，已导入 9000585-1 V10855 CART-S整机版-新（Bresson 2023/4/17)\n78.选型启用ECG软件功能（tulip）（Molly 2023/4/17）\n79.欧标和美标导联线从9E删除（May 2023/4/18)\n80.Tu_ECG套件美标和欧标导入海外9E_RAD/9E_OB选配,欧标导入国内8P/7P选配，此前导入的OR-TT-ECG套件废弃（Sonya 2023/4/18）\n81.更新A3海外/国内/巴西版配置:Pview,MAM,Curve M Mode,Color M mode,Auto IMT,Auto EF,网络存储与网络打印,DICOM3.0接口,A4-9E改为不支持，导入A4-9EV标配；CF function在A3国内改为标配（赵思远 2023/4/19）\n82.ECG软件功能导入V10系列选型（2023/4/20）\n83.国内选型里探头配置类型为“#”的机型全部改为“-”（2023/4/20  开会结果 James/Jim/Molly/赵思远/Naya）\n84.D4-9EP在新机型上（V10，R700）均不支持选型开放,tulip保持开放由hayley控制销售状态，其他老的机型保持不变（2023/4/20 开会结果 James/Jim/Molly/赵思远/Naya）\n85.A4-9M在A系列国内选型删除，未注册（Droopy 2023/4/20）\n86.掌超海外版Q5E新增Elitech OEM选型，未发布（Nolan 2023/4/21）\n87.兽用新增D760VET机型配置，和D650VET配置一致，未发布（Droopy 2023/4/21）\n88.E3-8T在国内R700改为不支持（2023/4/21）\n89.VMind（常规版）在国内8P妇产版改为标配；（Molly 2023/4/23）\n90.新增VShear+（V30622)在tulip系列海外/国内招标支持，未发布（Molly 2023/4/23）\n91.国内：PWV(V30210)在G65/V65/X8更改为选配；PView(V30031)、Free 3D(V30178)在G86E改为标配（Molly 2023/4/23）\n92.G3-10PX在海外E35系列改为不支持（Naya 2023/4/25）\n93.Orchid （含兽用）和Tulip系列新增海外键盘保护膜套件选配（Sonya 2023/4/27）\n94.Vmind专业版在tulip系列选型改为未发布（Lisa 2023/4/28）\n"]
[null,5,null,null,null,"95.V10系列更新配置，根据1.14.10的spec，未发布可有限接单（周晓舟 2023/5/4）--已启用\n96.R700上不开放D4-9E，B2-6C,F2-5CP(Naya 2023/5/5)\n97.Q系列印尼OEM开放选型（Erika 2023/5/5）--作废\n98.A系列新增X4-9E穿刺架，适用于A4-9EV（Droopy 2023/5/8）\n99.更新A3海外/国内/巴西版配置：TD改为标配，TVI，TVM，TPI改为不支持，内存改为8G；A3及以下机型（A3/A3p/A2/A2p/A1/A1p）标配DICOM3.0基础功能（V30359），不支持DICOM（V30038）和DICOM3.0接口（V30360) （Droopy 2023/5/10）\n100.A3和R700下架，改为“未发布”（新产品选型必须要对应的软件ecopart1签完后才能开放选型）（2023/5/10）\n101.Q系列印尼OEM更新配置，开放选型（Erika 2023/5/11）\n102.P系列长沙下架（Droopy 2023/5/11 ）\n103.海外各系列已启用美标电源线（V30401）（Bresson 2023/5/11）\n104.A4-9EV及X4-9E穿刺架在A3选型关闭（Droopy 2023/5/12）\n105.tulip系列“快速启动”改为标配（Alwin 2023/5/12）\n106.更正了一些历史错误：包括同一个物料在不同机型系列下的物料名称不一致，物料状态不一致，以及穿刺架对应问题，待持续发现纠正（2023/5/16）\n107. 海外V8便携系列已导入 9000584-1，停用9000584（Bresson 2023/5/17）\n108. VReport在国内Tulip 7P/8P OB/GI版都改为选配（Molly 2023/5/17）\n109. Vflash在兽用D860LAB/D860VET/D800VET/D750VET/D700LAB改为不支持（Droopy 2023/5/18）\n110. 更新 DVI转HDMI视频输出线（V30424 ） 和 DVI转HDMI转接头（V30425）在国内外全部台式机及A系列改为标配（周晓舟2023/5/19 ）\n111.更新SKD_OEM-A5主机套件 2000405停用（Johnson 2023/5/22）\n112.G86/G55/E35/E20/V8/D3VET系列俄语版手册添加选型（2023/5/25）\n\n"]
[null,6,null,null,null,"113. 更新S2-9C/I4-11T在国内8P改为不支持，S2-9C/I4-11T/U5-15LE在国内7P改为不支持（Molly 2023/6/1）\n114. A3海外开放选型（Droopy 2023/6/5)\n115. 更新B2-6C在国内V9改为不支持，I7-18L在国内V10P改为不支持，I7-18L在V3PRO和V5PRO改为不支持（Fatina 2023/6/6)\n116. 更新G3-10P在海外X35改为招标支持(Naya 2023/6/8)\n117.更新多门多普勒在D650LAB-D860LAB改为标配（Droopy 2023/6/8）\n118.超声教学功能（V30195）在P系列海外/国内/巴西改为标配，同步更新选型（Droopy 2023/6/8）\n119.更新梯形成像，穿刺增强，DICOM在P系列海外/国内/巴西改为标配；全方位M型在海外/巴西/国内版P3/P5E/P5/P7改为标配，彩色M型在海外/巴西/国内版P3/P5/P7改为标配（Droopy 2023/6/9）\n120.更新PDI function在P系列系列海外/国内/巴西改为标配，同步更新选型（2023/6/12）\n121.海外选型停用 CART-L 9000507 V10304；海外V8便携系列（含兽用）导入 CART-L  9000507-1 V10852 （Bresson 2023/6/12)\n122.对于标配ECG function的机型，海外9E/9E_CV/国内9E/国内V10P/V9P，在选型中体现标配;对于选配ECG function的机型，海外9E_OB/9E_RAD/国内8P/7P/海外V10/海外R700/国内R700/R730，在选型中只体现选配ECG套件(James 2023/6/14)\n123.海外选型 R/9E/V10/P系列已开放CE国家下单。（James 2023/6/14）\n由于CE MDR未注册穿刺架，所以系统已限制：仅非CE国家可下单穿刺架。\n由于CE MDR未注册I4-11T/E3-8T，所以系统已限制：仅非CE国家可下单这两个探头。\n124.启用国内VINNO 5EXP-GJB主机给Candice下单，为特殊客户做的定制品（Bresson 2023/6/15）\n125.更新Surface Pro7平板电脑在P系列国内改为选配（Droopy 2023/6/16）\n126.更新G3-10P在海外E35招标支持（Naya 2023/6/16)\n127.orchid（含VET）系列导入新ECG套件 OR-TT-ECG套件美标和欧标（Alwin 2023/6/19）\n128.zone imaging在兽用D500以下（除了D3/D2）改为标配（Droopy 2023/6/20）\n129.新增VET ECG套件用于D300 /D350/D550选配，未发布（Simon 2023/6/27）\n130.多门多普勒在Orchid兽用系列机型改为选配（Droopy 2023/6/29）\n"]
[null,7,null,null,null,"131.更新TD与TVI功能在D100VET和D5VET改为选配（2023/7/10）\n132.新增荣耀V8 PRO平板（V30811）在Q系列选配，供Candice下单（2023/7/11）\n133.更新F2-5CP在海外R500/R300/E35上为标配，在国内R500/R530/R300/R330为标配;关闭R300的一个5口主机（Naya 2023/7/19）\n134.导入ULTIMUS 9V/LAB，D10VET/LAB配置，未发布（2023/7/19）\n135.新增S1-6PV穿刺架（2023/7/27）\n136.新增OEM VET主机套件和OEM-H55主机套件（Raymone 2023/8/3)\n137.更新Orchid（含兽用）系列停用G1主机，G2主机开放给CE国家下单；更新海外Orchid手册（2023/8/8）\n138.海外关闭M80（May 2023/8/8）\n139.停用1000476（2023/8/16)\n140.更新tulip配置，根据1.13.30的spec（2023/8/21）\n141.更新V10配置，根据1.14.20的spec（2023/8/23）\n142.更新Curve M Mode功能在全系列机型改为标配，除了A3/掌超系列(2023/8/24）\n143.海外R300更新配置，关闭F2-5C，D3-6C，F4-9E，（2023/8/24）\n144.D2-6C在海外E35/E20开放，已关闭D3-6C（2023/8/25）\n145.X2-3P-21.5巴西版主机可开放其他海外国家；Q+系列更新选型配置，开放Q5+3C，Q5+2P，Q5+7L未发布可有限接单；关闭D500VET的3P-18,5主机；原X2巴西EU通用主机分为X2 EU主机/巴西主机；新增G55巴西主机。（2023/8/30）\n\n"]
[null,9,null,null,null,"\n146.国内R310/R510更新配置，开放下单（Naya 2023/9/12）\n146.9E和G65系列更换新X4-9E IPN，V代码不变（2023/9/12）\n147.国内X8P开放下单，配置同1.15.0的spec（2023/9/12）\n148.更新G65系列海外国内选型配置，同1.15.0的spec（2023/9/13）\n149.新增OEM-H6主机套件，配置同海外V5一致（Johnson 2023/9/13）\n150.VShear在D860Vet/Lab改为不支持（2023/9/14）\n151.增加俄罗斯版OEM ELE_30， ELE_86Plus主机（2023/9/19） \n152.更新SurfacePro7在国内P系列不支持，后续有订单需求再开通（2023/9/21） \n153.G3-9MV/S1-6PV先在G65系列选型关闭，S1-6PX在65系列恢复,；新X4-9E先在9E/G65关闭，恢复旧的下单（2023/9/22)\n154.Vaim相关功能全线关闭（2023/10/11）\n155.新增OEM SonoRus R300/R500/R700配置，启用（2023/10/16）\n156.VAim功能全线恢复上架；（2023/10/16）\n157.R/G55系列导入R系列机械硬盘组件，1T硬盘_WD10PURX西部数据  /2T/4T硬盘选配；Orchid系列导入OR_机械硬盘固定套件，1T硬盘_WD10PURX西部数据选配，变更快速启动不支持；（2023/10/19）\n158.新X4-9E导入9E/G65系列；创见SSD硬盘导入便携V8系列；更新兽用Cart台车手册；Ultimus 9C导入选型（2023/10/30）\n159.国内R350开放选型（2023/11/3）\n160.Ultimus 9V，9lab，9C开放选型；D10VET，D10LAB和D10 LAB Pro进入”未发布可有限接单“（2023/11/9）\n161.更新V30206在国内便携系列标配（2023/11/16）\n162.新增D1 VET配置，未发布（2023/11/17）\n163.新增F4-12lV2在D300和D350标配支持，取消原F4-12LV（2023/11/23）\n167.新增F4-12LV2在R300标配支持，取消原F4-12LV（2023/11/24）\n168.更新R700海外探头配置，新增R系列加热杯套件在R700标配，R500/R300选配（2023/12/1）\n169.R700上关闭S1-6PV ，开放S1-6PX（2023/12/15）\n170.R700上恢复S1-6PV ，关S1-6PX（2023/12/19）\n171.更新A3海外配置（1.11.70）（2023/12/19）\n172.老X4-9E全面下架（2023/12/22）\n173.E3-8T在G65海外非CE开放（2023/12/22）\n174.新增OEM-R系列印尼配置；更新OEM-R系列俄罗斯版软件配置（2023/12/29）\n175.更新B2-6C在V10/V9P/V10P改为招标支持（2024/1/2）\n176.V3EXP麻醉机开放“未发布可有限接单”（2024/1/2）\n177.A4-9EV在A系列更新为标配，老A4-9E停用；OEM-惠泰更新配置（2024/1/2）\n"]
[null,4,null,null,null,"\n178.D2-6C在海外R500/V5开放；临时开放U5-15L在tulip 7P，当天下完需要关闭；临时开放V9苏州主机，下完需关闭；国内V10/V9开放新X4-9E（2024/1/5）\n179.新增U5-15LE2在tulip 7P标配；G4-9M在9E系列重新启用，G3-9MV还没小批量完成先关闭（2024/1/11）\n180.R700/R600更新选配OR_TT ECG套件，R500/R300选配OR_ECG套件（2024/1/12）\n181.更新V10 1.14.30配置；更新E35/X35上G4-12PX招标支持；F4-12LV2在D550-D100PVET，V8-V3VET开放标配;更新各机型1.12.47探头配置（2024/1/17）\n182.更新F4-9EV在国内R300/R500系列/E35开放标配；旧的F4-9E在海外R300开放（2024/1/19）\n183.更新X3-10L在兽用机型关闭；更新巴西E20可旋转主机加到常规E20机型下（2024/1/23）\n184.R700/R600/R500/R300/OEM-R系列外置导声胶加热器下架（2024/1/24）\n185.D2-6C在海外V8开放，关闭D3-6C和D3-6CE；V5海外关闭D3-6C和D3-6CE；海外A6/A5新增A2-6D，关闭A3-6D（2024/1/26）\n186.国内G65上临时开放V30424 3200788 DVI转HDMI视频输出线，后续需关闭（2024/1/26）\n187.G3-9M在国内TULIP开放，由hayley控制销售状态（2024/1/26)\n188.Vspeckle I在全系列机型停用（2024/1/29）\n189.G65国内关闭DVI转HDMI视频输出线；A6系列海外恢复A3-6D，下架A2-6D；D10新增键盘防尘膜（2024/2/7）\n190.F4-12LV2在国内R500/R300/E35/E20/V8系列国内开放，同步停用F4-12LV（2024/2/18）\n191.V6/V6巴西版开放X3-10LV；G55系列开放F4-12LV2（2024/2/19）\n192.G3-9MV临时开放供海外9E下单，下完关闭（2024/2/23）\n193.G4-12Px在G65开放招标（2024/2/27）\n194.G65新增三把穿刺架（2024/3/1）\n194.H6&H6Pro开放G2-5C标配（2024/3/1）\n195.开放V10国内苏州主机,VShear改为选配由下游控制状态(2024/3/1)\n197.新增E10 Uz海外主机\n197.Auto NT、 AUTO NT 、Auto Levator Ani 在兽用全系列关闭（2024/3/11）\n198.更新orchid系列配置见spec 1.15.10（2024/3/11）\n199.新增UZ 9E海外主机，配置和9E常规版一致（2024/3/11）\n200.SQ30/40上开放D2-6C（2024/3/12）\n201.临时开放9E URM国内主机供下单（2024/3/14）\n202.开放D1VET；新增OEM X1E主机套件（2024/3/15）\n203.开放S1-6PX在国内tulip系列；远程会诊在R700改为招标（2024/3/18）\n204.tulip主机套件更新（2024/3/20）\n205.F4-12LV全面停用；Q+VET 7M开放（2024/3/25）\n206.修改一次性穿刺架的描述（2024/3/26）\n207.A3-9M在兽用D3/D2关闭（2024/4/1）\n208.9E URM国内主机关闭（2024/4/2）\n209.新增海外G55加装操作台旋转，配集成式耦合剂加温器，供招标下单，下完关闭（2024/4/2）\n210.A5系列新增威刚SSD，停用宜鼎，开放(2024/4/8)\n211.F4-12LV2在OEM机型开放（2024/4/9）\n212.E3-8T在海外9E标配，启用（2024/4/10）\n213.新增URM在兽用9LAB选配，启用（2024/4/12）\n214.G86系列关闭剪切波，法规注册更新（2024/4/15）\n215.更新R700国内海外选型供demo下单（2024/4/17）"]
[" QP 7.3-03-F12/ Rev.1 1/2"]

{"sheet":"ULTIMUS海外配置","index":1,"n_rows":285,"n_cols":58,"rows_kept":285,"cut":false,"hidden":false,"merged":[]}
["EquipmentName",{"$nulls":11},"数字化彩色超声诊断仪","数字化彩色超声诊断仪","数字化彩色超声诊断仪","数字化彩色超声诊断仪","数字化彩色超声诊断仪","数字化彩色超声诊断仪","数字化彩色超声诊断仪","数字化彩色超声诊断仪","数字化彩色超声诊断仪","数字化彩色超声诊断仪","数字化彩色超声诊断仪","数字化彩色超声诊断仪","数字化彩色超声诊断仪","数字化彩色超声诊断仪","数字化彩色超声诊断仪","数字化彩色超声诊断仪","数字化彩色超声诊断仪","数字化彩色超声诊断仪","数字化彩色超声诊断仪"]
["ProductType",{"$nulls":11},"高端","高端","高端","高端","高端","高端","高端","高端","高端","高端","高端","高端","高端","高端","高端","高端","高端","高端","高端"]
["RegionTypes",{"$nulls":11},"海外/国内","海外/国内","海外/国内","海外/国内","海外/国内","海外/国内","海外/国内","海外/国内","海外/国内","海外/国内","海外/国内","海外/国内","海外/国内","海外/国内","海外/国内","海外/国内","海外/国内","海外/国内","海外/国内"]
["ApplicableCountries",{"$nulls":11},"ALL","ALL","ALL","ALL","ALL","ALL","ALL","ALL","ALL","ALL","ALL","ALL","ALL","ALL","ALL","ALL","ALL","ALL","ALL"]
["InapplicableCountries"]
["Status",{"$nulls":11},"未发布","未发布","未发布","启用","启用","启用","启用","未发布","未发布","未发布","未发布","未发布","未发布","未发布","未发布","未发布","未发布","未发布","未发布"]
["City",{"$nulls":11},"SuZhou","SuZhou","SuZhou","SuZhou","SuZhou","SuZhou","SuZhou","SuZhou","SuZhou","SuZhou","SuZhou","SuZhou","SuZhou","SuZhou","SuZhou","SuZhou","SuZhou","SuZhou","SuZhou"]
["isBareMachine",{"$nulls":11},"否","否","否","否","否","否","否","否","否","否","否","否","否","否","否","否","否","否","否"]
["mapperIpn"]
["Name","VCode","IPN","Status","ChineseDescription","EnglishDescription","Remark","RegionType","ApplicableCountries","InapplicableCountries","ChinaCategory","shipAddress","ULTIMUS 9（URM）","ULTIMUS 9","ULTIMUS 9P","ULTIMUS 9E","ULTIMUS 9E_OB","ULTIMUS 9E_RAD ","ULTIMUS 9E_CV","ULTIMUS 8","ULTIMUS 8P","ULTIMUS 8E","ULTIMUS 7","ULTIMUS 7P","ULTIMUS 7E","ULTIMUS 6","ULTIMUS 6P","ULTIMUS 6E","ULTIMUS 5","ULTIMUS 5P","ULTIMUS 5E"]
["Main Unit"]
["ULTIMUS 9 system海外主机_科研版（URM）_欧标","V10930",9001099,"未发布","ULTIMUS 9 system海外主机_科研版（URM）_欧标","ULTIMUS 9 system main Unit（URM）","Match ECG Cable_EU","海外",null,"BR/RU/PE/BO/CO/PR/MX/PA/EC/DO/GT/BR/CL/SV/HN/NI/CR",1,"SuZhou","X"]
["ULTIMUS 9 system海外主机_科研版（URM）_美标","V10931",9001100,"未发布","ULTIMUS 9 system海外主机_科研版（URM）_美标","ULTIMUS 9 system main Unit（URM）","Match ECG Cable_USA","海外","PE/BO/CO/PR/MX/PA/EC/DO/GT/CL/SV/HN/NI/CR",null,1,"SuZhou","X"]
["ULTIMUS 9 system海外主机       ","    V10586     ","     9000815","未发布","ULTIMUS 9 system海外主机","ULTIMUS 9 system main Unit",null,"海外",null,"BR/RU",1,"SuZhou","-","X",null,"-","-","-","-","-","-"]
["ULTIMUS 9P system海外主机"," V10587      ","    9000816","未发布","ULTIMUS 9P system海外主机            ","ULTIMUS 9P system main unit           ",null,"海外",null,"BR/RU",1,"SuZhou","-",null,"X","-","-","-","-","-","-"]
["ULTIMUS 9E system 海外主机（乌兹别克斯坦）","   V10933       ","   9001097","启用","ULTIMUS 9E system海外主机       ","ULTIMUS 9E system main unit       ",null,"海外","UZ",null,1,"SuZhou","-",null,"-","X","-","-","-","-","-"]
["ULTIMUS 9E system海外主机          ","   V10588       ","   9000817","未发布","ULTIMUS 9E system海外主机       ","ULTIMUS 9E system main unit       ",null,"海外",null,"BR/RU",1,"SuZhou","-",null,"-","X","-","-","-","-","-"]
["ULTIMUS 9E system海外主机_欧标         ","V10875",9001029,"启用"," ULTIMUS 9E system海外主机_欧标","ULTIMUS 9E system main unit       ","Match ECG Cable_EU","海外",null,"BR/RU/PE/BO/CO/PR/MX/PA/EC/DO/GT/BR/CL/SV/HN/NI/CR",1,"SuZhou","-",null,"-","X","-","-","-","-","-"]
["ULTIMUS 9E system海外主机_美标     ","V10872    ",9001026,"启用","ULTIMUS 9E system海外主机_美标       ","ULTIMUS 9E system main unit      ","Match ECG Cable_USA","海外","PE/BO/CO/PR/MX/PA/EC/DO/GT/CL/SV/HN/NI/CR",null,1,"SuZhou","-",null,"-","X","-","-","-","-","-"]
["ULTIMUS 9E system海外主机_CV版","V10865     ",9001019,"未发布","ULTIMUS 9E system海外主机_CV版   ","ULTIMUS 9E system main unit_CV    ",null,"海外",null,"BR/RU",1,"SuZhou","-",null,"-","-","-","-","X","-","-"]
["ULTIMUS 9E system海外主机_CV版_欧标","V10876    ",9001030,"启用","ULTIMUS 9E system海外主机_CV版_欧标   ","ULTIMUS 9E system main unit_CV    ","Match ECG Cable_EU","海外",null,"BR/RU/PE/BO/CO/PR/MX/PA/EC/DO/GT/BR/CL/SV/HN/NI/CR",1,"SuZhou","-",null,"-","-","-","-","X","-","-"]
["ULTIMUS 9E system海外主机_CV版_美标","V10873     ",9001027,"启用","ULTIMUS 9E system海外主机_CV版_美标   ","ULTIMUS 9E system main unit_CV   ","Match ECG Cable_USA","海外","PE/BO/CO/PR/MX/PA/EC/DO/GT/CL/SV/HN/NI/CR",null,1,"SuZhou","-",null,"-","-","-","-","X","-","-"]
["ULTIMUS 9E system海外主机_RAD版","V10866",9001020,"启用","ULTIMUS 9E system海外主机_RAD版","ULTIMUS 9E system main unit_RAD    ",null,"海外",null,"BR/RU",1,"SuZhou","-",null,"-","-","-","X","-","-","-"]
["ULTIMUS 9E system海外主机_OB版","V10867",9001021,"启用","ULTIMUS 9E system海外主机_OB版","ULTIMUS 9E system main unit_OB    ",null,"海外",null,"BR/RU",1,"SuZhou","-",null,"-","-","X","-","-","-","-"]
["ULTIMUS 8 system海外主机           ","    V10589        ","  9000818","未发布","ULTIMUS 8 system海外主机          ","ULTIMUS 8 system main unit          ",null,"海外",null,"BR/RU",1,"SuZhou","-","-","-","-","-","-","-","X"]
["ULTIMUS 8P system海外主机          "," V10590         "," 9000819","未发布","ULTIMUS 8P system海外主机       ","ULTIMUS 8P system main unit        ",null,"海外",null,"BR/RU",1,"SuZhou","-","-","-","-","-","-","-",null,"X"]
["ULTIMUS 8E system海外主机          ","V10591       ","   9000820","未发布","ULTIMUS 8E system海外主机          ","ULTIMUS 8E system main unit  ",null,"海外",null,"BR/RU",1,"SuZhou","-","-","-","-","-","-","-",null,null,"X"]
["ULTIMUS 7 system海外主机                 ","V10592      ","    9000821","未发布","ULTIMUS 7 system海外主机              ","ULTIMUS 7 system main unit           ",null,"海外",null,"BR/RU",1,"SuZhou","-","-","-","-","-","-","-",null,null,null,"X"]
["ULTIMUS 7P system海外主机          ","  V10593      ","    9000822","未发布","ULTIMUS 7P system海外主机         ","ULTIMUS 7P system main unit         ",null,"海外",null,"BR/RU",1,"SuZhou","-","-","-","-","-","-","-",{"$nulls":4},"X"]
["ULTIMUS 7E system海外主机      "," V10594       ","   9000823","未发布","ULTIMUS 7E system海外主机 ","ULTIMUS 7E system main unit  ",null,"海外",null,"BR/RU",1,"SuZhou","-","-","-","-","-","-","-",{"$nulls":5},"X"]
["ULTIMUS 6 system海外主机                   ","   V10595     ","     9000824","未发布","ULTIMUS 6 system海外主机                 ","ULTIMUS 6 system main unit            ",null,"海外",null,"BR/RU",1,"SuZhou","-","-","-","-","-","-","-",{"$nulls":6},"X"]
["ULTIMUS 6P system海外主机      ","  V10596     ","     9000825","未发布","ULTIMUS 6P system海外主机     ","ULTIMUS 6P system main unit     ",null,"海外",null,"BR/RU",1,"SuZhou","-","-","-","-","-","-","-",{"$nulls":7},"X"]
["ULTIMUS 6E system海外主机                  "," V10597      ","    9000826","未发布","ULTIMUS 6E system海外主机                  ","ULTIMUS 6E system main unit                   ",null,"海外",null,"BR/RU",1,"SuZhou","-","-","-","-","-","-","-",{"$nulls":8},"X"]
["ULTIMUS 5 system海外主机                     ","V10598       ","   9000827","未发布","ULTIMUS 5 system海外主机                  ","ULTIMUS 5 system main unit                   ",null,"海外",null,"BR/RU",1,"SuZhou","-","-","-","-","-","-","-",{"$nulls":9},"X"]
["ULTIMUS 5P system海外主机         ","V10599      ","    9000828","未发布","ULTIMUS 5P system海外主机        ","ULTIMUS 5P system main unit         ",null,"海外",null,"BR/RU",1,"SuZhou","-","-","-","-","-","-","-",{"$nulls":10},"X"]
["ULTIMUS 5E system海外主机                       "," V10600     ","     9000829","未发布","ULTIMUS 5E system海外主机                     ","ULTIMUS 5E system main unit                      ",null,"海外",null,"BR/RU",1,"SuZhou","-","-","-","-","-","-","-",{"$nulls":11},"X"]
[]
[]
["Power cable(select one)"]
["欧标交流电源线","V30002",3200238,"启用","欧标交流电源线","AC Power Cord EU",null,"海外","ALL",null,1,"Suzhou","X","X","X","X","X","X","X","X","X","X","X","X","X","X","X","X","X","X","X"]
["印度小南非插头交流电源线","V30003",3200243,"启用","印度小南非插头交流电源线","AC Power Cord IND",null,"海外","ALL",null,1,"Suzhou","O","O","O","O","O","O","O","O","O","O","O","O","O","O","O","O","O","O","O"]
["大南非插头交流电源线","V30004",3200239,"启用","大南非插头交流电源线","AC Power Cord RSA",null,"海外","ALL",null,1,"Suzhou","O","O","O","O","O","O","O","O","O","O","O","O","O","O","O","O","O","O","O"]
["英标交流电源线","V30005",3200241,"启用","英标交流电源线","AC Power Cord UK",null,"海外","ALL",null,1,"Suzhou","O","O","O","O","O","O","O","O","O","O","O","O","O","O","O","O","O","O","O"]
["巴西交流电源线","V30006",3200240,"启用","巴西交流电源线","AC Power Cord BRA",null,"海外","ALL",null,1,"Suzhou","O","O","O","O","O","O","O","O","O","O","O","O","O","O","O","O","O","O","O"]
["丹麦交流电源线","V30202",3200242,"启用","丹麦交流电源线","AC Power Cord DMK",null,"海外","ALL",null,1,"Suzhou","O","O","O","O","O","O","O","O","O","O","O","O","O","O","O","O","O","O","O"]
["阿根廷交流电源线","V30204",3200810,"启用","阿根廷交流电源线","AC Power Cord ARG",null,"海外","ALL",null,1,"Suzhou","O","O","O","O","O","O","O","O","O","O","O","O","O","O","O","O","O","O","O"]
["澳大利亚交流线","V30203",3200803,"启用","澳大利亚交流线","AC Power Cord AUS",null,"海外","ALL",null,1,"Suzhou","O","O","O","O","O","O","O","O","O","O","O","O","O","O","O","O","O","O","O"]
["美标交流电源线（用于美国和加拿大）","V30117",3200553,"启用","美标交流电源线（用于美国和加拿大）","AC Power Cord USA",null,"海外","US/CA",null,1,"Suzhou","O","O","O","O","O","O","O","O","O","O","O","O","O","O","O","O","O","O","O"]
["美标交流电源线（美国和加拿大不用）","V30401",3201254,"启用","美标交流电源线（美国和加拿大不用）","AC Power Cord USA",null,"海外",null,"US/CA",1,"Suzhou","O","O","O","O","O","O","O","O","O","O","O","O","O","O","O","O","O","O","O"]
[]
[]
["User Manual(select one)"]
["VINNO ULTIMUS Series Basic User Manual_EN","V30751",8000515,"启用","VINNO ULTIMUS 系列英文基本用户手册","VINNO ULTIMUS Series Basic User Manual_EN",null,"海外","ALL",null,1,"Suzhou","X","X","X","X","X","X","X","X","X","X","X","X","X","X","X","X","X","X","X"]
["VINNO ULTIMUS Series Basic User Manual_IT","V30805",8000634,"启用","VINNO ULTIMUS 系列意大利语基本用户手册","VINNO ULTIMUS Series Basic User Manual_IT",null,"海外","ALL",null,1,"Suzhou","O","O","O","O","O","O","O","O","O","O","O","O","O","O","O","O","O","O","O"]
["VINNO ULTIMUS Series Basic User Manual_FR","V30806",8000635,"启用","VINNO ULTIMUS 系列法语基本用户手册","VINNO ULTIMUS Series Basic User Manual_FR",null,"海外","ALL",null,1,"Suzhou","O","O","O","O","O","O","O","O","O","O","O","O","O","O","O","O","O","O","O"]
["VINNO ULTIMUS Series Basic User Manual_PT-BR","V30807",8000636,"未发布","VINNO ULTIMUS 系列巴西葡萄牙语基本用户手册","VINNO ULTIMUS Series Basic User Manual_PT-BR",null,"海外","ALL",null,1,"Suzhou","O","O","O","O","O","O","O","O","O","O","O","O","O","O","O","O","O","O","O"]
["VINNO ULTIMUS Series Basic User Manual_ES","V30825",8000621,"启用","VINNO ULTIMUS 系列西班牙语基本用户手册","VINNO ULTIMUS Series Basic User Manual_ES",null,"海外","ALL",null,1,"Suzhou","O","O","O","O","O","O","O","O","O","O","O","O","O","O","O","O","O","O","O"]
["VINNO ULTIMUS Series Basic User Manual_RU","V30843",8000661,"未发布","VINNO ULTIMUS 系列俄语基本用户手册","VINNO ULTIMUS Series Basic User Manual_RU",null,"海外","ALL",null,1,"Suzhou","O","O","O","O","O","O","O","O","O","O","O","O","O","O","O","O","O","O","O"]
["VINNO ULTIMUS Series Basic User Manual_DE","V30865",8000685,"启用","VINNO ULTIMUS 系列德语基本用户手册","VINNO ULTIMUS Series Basic User Manual_DE",null,"海外","ALL",null,1,"Suzhou","O","O","O","O","O","O","O","O","O","O","O","O","O","O","O","O","O","O","O"]
[]
["Optional Features"]
["VSpeckle I","V30598",6000257,"停用","I型组织斑点噪声抑制技术","VSpeckle I",null,"海外/国内","ALL",null,2,"SuZhou","-","-","-","-","-","-","-","-","-","-","-","-","-","-","-","-","-","-","-"]
["VSpeckle ","V30209",6000087,"启用","组织斑点噪声抑制","VSpeckle ",null,"海外/国内","ALL",null,2,"SuZhou","X","X","X","X","X","X","X","X","X","X","X","X","X","X","X","X","X","X","X"]
["VFusion","V30583",6000241,"启用","复合超声成像","VFusion",null,"海外/国内","ALL",null,2,"SuZhou","X","X","X","X","X","X","X","X","X","X","X","X","X","X","X","X","X","X","X"]
["Auto optimization","V30584",6000242,"启用","自动优化功能","Auto optimization",null,"海外/国内","ALL",null,2,"SuZhou","X","X","X","X","X","X","X","X","X","X","X","X","X","X","X","X","X","X","X"]
["PWD","V30586",6000244,"启用","脉冲多普勒","PWD",null,"海外/国内","ALL",null,2,"SuZhou","X","X","X","X","X","X","X","X","X","X","X","X","X","X","X","X","X","X","X"]
["Readzoom","V30590",6000248,"启用","局部放大","Readzoom",null,"海外/国内","ALL",null,2,"SuZhou","X","X","X","X","X","X","X","X","X","X","X","X","X","X","X","X","X","X","X"]
["CFI function","V30591",6000249,"启用","彩色多普勒","CFI function",null,"海外/国内","ALL",null,2,"SuZhou","X","X","X","X","X","X","X","X","X","X","X","X","X","X","X","X","X","X","X"]
["PDI function","V30592",6000250,"启用","能量多普勒","PDI function",null,"海外/国内","ALL",null,2,"SuZhou","X","X","X","X","X","X","X","X","X","X","X","X","X","X","X","X","X","X","X"]
["CF Velocity Profile","V30593",6000251,"启用","血流速度分布图","CF Velocity Profile",null,"海外/国内","ALL",null,2,"SuZhou","X","X","X","X","X","X","X","X","X","X","X","X","X","X","X","X","X","X","X"]
["advanced CFI","V30594",6000252,"启用","高灵敏度彩色多普勒","advanced CFI",null,"海外/国内","ALL",null,2,"SuZhou","X","X","X","X","X","X","X","X","X","X","X","X","X","X","X","X","X","X","X"]
["B/Color steer","V30595",6000253,"启用","灰阶与彩色独立偏转","B/Color steer",null,"海外/国内","ALL",null,2,"SuZhou","X","X","X","X","X","X","X","X","X","X","X","X","X","X","X","X","X","X","X"]
["Image Clipboard","V30597",6000255,"启用","图像剪贴板功能","Image Clipboard",null,"海外/国内","ALL",null,2,"SuZhou","X","X","X","X","X","X","X","X","X","X","X","X","X","X","X","X","X","X","X"]
["VTissue","V30041",3200487,"启用","组织速度特征成像","VTissue",null,"海外/国内","ALL",null,2,"SuZhou","X","X","X","X","X","X","X","X","X","X","X","X","X","X","X","X","X","X","X"]
["Easy Compare","V30063",6000028,"启用","记忆追踪对比技术","Easy Compare",null,"海外/国内","ALL",null,2,"SuZhou","X","X","X","X","X","X","X","X","X","X","X","X","X","X","X","X","X","X","X"]
["Duplex/Triplex 2D/Color/PW","V30081",6000035,"启用","二同步/三同步图像显示","Duplex/Triplex 2D/Color/PW",null,"海外/国内","ALL",null,2,"SuZhou","X","X","X","X","X","X","X","X","X","X","X","X","X","X","X","X","X","X","X"]
["CWD","V30051",6000016,"启用","连续多普勒","CWD",null,"海外/国内","ALL",null,2,"SuZhou","X","X","X","X","X","X","X","X","X","X","X","X","X","X","X","X","X","X","X"]
["FULL screen","V30310",6000143,"启用","全屏显示","FULL screen",null,"海外/国内","ALL",null,2,"SuZhou","X","X","X","X","X","X","X","X","X","X","X","X","X","X","X","X","X","X","X"]
["Smart Touch Zoom","V30175",6000067,"启用","图像触摸屏缩放操作模式","Smart Touch Zoom",null,"海外/国内","ALL",null,2,"SuZhou","Δ","Δ","Δ","Δ","Δ","Δ","Δ","Δ","Δ","Δ","Δ","Δ","Δ","Δ","Δ","Δ","Δ","Δ","Δ"]
["B+CF simultaneously ","V30064",6000029,"启用","灰阶与彩色双幅显示","B+CF simultaneously ",null,"海外/国内","ALL",null,2,"SuZhou","X","X","X","X","X","X","X","X","X","X","X","X","X","X","X","X","X","X","X"]
["TView ","V30052",6000017,"启用","梯形成像","TView ",null,"海外/国内","ALL",null,2,"SuZhou","X","X","X","X","X","X","X","X","X","X","X","X","X","X","X","X","X","X","X"]
["Pview","V30031",3200470,"启用","宽景成像","Pview",null,"海外/国内","ALL",null,2,"SuZhou","X","X","X","X","X","X","X","X","X","X","X","X","X","X","X","X","X","X","X"]
["MAM (multi angle M mode)","V30021",6000008,"启用","全方位M型","MAM (multi angle M mode)",null,"海外/国内","ALL",null,2,"SuZhou","X","X","X","X","X","X","X","X","X","X","X","X","X","X","X","X","X","X","X"]
["Curve M Mode","V30596",6000254,"启用","曲线解剖M型","Curve M Mode",null,"海外/国内","ALL",null,2,"SuZhou","X","X","X","X","X","X","X","X","X","X","X","X","X","X","X","X","X","X","X"]
["Color M mode","V30061",6000026,"启用","彩色M型","Color M mode",null,"海外/国内","ALL",null,2,"SuZhou","X","X","X","X","X","X","X","X","X","X","X","X","X","X","X","X","X","X","X"]
["Tissue Doppler (TD)","V30065",6000030,"启用","组织多普勒","Tissue Doppler (TD)",null,"海外/国内","ALL",null,2,"SuZhou","X","X","X","X","X","X","X","X","X","X","X","X","X","X","X","X","X","X","X"]
["Tissue Velocity Imaging (TVI)","V30036",3200475,"启用","组织速度成像","Tissue Velocity Imaging (TVI)",null,"海外/国内","ALL",null,2,"SuZhou","X","X","X","X","X","X","X","X","X","X","X","X","X","X","X","X","X","X","X"]
["Tissue Velocity M-mode (TVM)","V30039",3200483,"启用","组织速度M型","Tissue Velocity M-mode (TVM)",null,"海外/国内","ALL",null,2,"SuZhou","X","X","X","X","X","X","X","X","X","X","X","X","X","X","X","X","X","X","X"]
["Tissue Power Imaging (TPI)","V30170",6000069,"启用","组织多普勒能量图","Tissue Power Imaging (TPI)",null,"海外/国内","ALL",null,2,"SuZhou","X","X","X","X","X","X","X","O","O","O","O","O","O","O","O","O","O","O","O"]
["Auto IMT","V30033",3200472,"启用","颈动脉内中膜自动测量","Auto IMT",null,"海外/国内","ALL",null,2,"SuZhou","X","X","X","X","X","X","X","X","X","X","X","X","X","X","X","X","X","X","X"]
["Auto EF","V30149",6000062,"启用","左心室射血分数自动测量包","Auto EF",null,"海外/国内","ALL",null,2,"SuZhou","X","X","X","X","X","X","X","X","X","X","X","X","X","X","X","X","X","X","X"]
["Auto OB","V30171",6000070,"启用","产科自动测量","Auto OB",null,"海外/国内","ALL",null,2,"SuZhou","X","X","X","X","X","X","X","X","X","X","X","X","X","X","X","X","X","X","X"]
["Auto Bladder","V30172",6000071,"启用","膀胱自动测量","Auto Bladder",null,"海外/国内","ALL",null,2,"SuZhou","X","X","X","X","X","X","X","X","X","X","X","X","X","X","X","X","X","X","X"]
["Elastic imaging","V30053",6000018,"启用","Elastic imaging压力式弹性成像","Elastic imaging",null,"海外/国内","ALL",null,2,"SuZhou","X","X","X","X","X","X","X","X","X","X","X","X","X","X","X","X","X","X","X"]
["Contrast imaging(for 9E) ","V30054",6000318,"启用","CBI微泡造影成像","Contrast imaging",null,"海外/国内","ALL",null,2,"SuZhou","O","O","O","O","O","X","O","X","X","X","X","X","X","X","X","X","X","X","X"]
["vFlash","V30176",6000072,"启用","声动力成像","vFlash",null,"海外/国内","ALL",null,2,"SuZhou","-","-","-","-","-","-","-","O","-","-","-","-","-","-","-","-","-","-","-"]
["Needle enhancement","V30080",6000034,"启用","穿刺增强","Needle enhancement",null,"海外/国内","ALL",null,2,"SuZhou","X","X","X","X","X","X","X","O","O","O","O","O","O","O","O","O","O","O","O"]
["SGC","V30107",6000050,"启用","扫描增益补偿","SGC",null,"海外/国内","ALL",null,2,"SuZhou","X","X","X","X","X","X","X","X","X","X","X","X","X","X","X","X","X","X","X"]
["Tutorials","V30195",6000079,"启用","超声教学功能","Tutorials",null,"海外/国内","ALL",null,2,"SuZhou","X","X","X","X","X","X","X","X","X","X","X","X","X","X","X","X","X","X","X"]
["AMAS( Automatic measurement of Arterial stiffness ) ","V30354",6000167,"启用","整体动脉僵硬度自动测量系统","AMAS( Automatic measurement of Arterial stiffness )",null,"海外/国内","ALL",null,2,"SuZhou","O","O","O","O","O","O","X","O","O","O","O","O","O","O","O","O","O","O","O"]
["Stress Echo","V30211",6000089,"启用","负荷成像","Stress Echo",null,"海外/国内","ALL",null,2,"SuZhou","X","X","X","X","X","X","X","X","X","X","X","X","X","X","X","X","X","X","X"]
["2D auto follicle","V30212",6000090,"启用","二维卵泡自动测量","2D auto follicle",null,"海外/国内","ALL",null,2,"SuZhou","X","X","X","X","X","X","X","x","x","x","x","x","x","x","x","x","x","x","x"]
["HSG","V30215",6000092,"启用","输卵管容积造影","HSG",null,"海外/国内","ALL",null,2,"SuZhou","-","-","-","-","-","-","-","-","-","-","-","-","-","-","-","-","-","-","-",{"$nulls":6},"-","-","-","-","-","-","-"]
["VINNO   Cardiac Quantification","V30291",6000101,"启用","辅助诊疗功能","VINNO   Cardiac Quantification",null,"海外/国内","ALL",null,2,"SuZhou","O","O","O","O","O","O","X","O","O","O","O","O","O","O","O","O","O","O","O"]
["Zone Imaging","V30303",6000132,"启用","全御相关成像","Zone Imaging",null,"海外/国内","ALL",null,2,"SuZhou","Δ","X","X","Δ","Δ","Δ","Δ","X","X","X","X","X","X","X","X","X","X","X","X"]
[" VFlow","V30355",6000168,"启用","高灵敏度血流"," VFlow",null,"海外/国内","ALL",null,2,"SuZhou","X","X","X","X","X","X","X","X","X","X","X","X","X","X","X","X","X","X","X"]
["Strain Imaging","V30356",6000169,"启用","应变成像","Strain Imaging",null,"海外/国内","ALL",null,2,"SuZhou","X","X","X","X","X","X","X","X","X","X","X","X","X","X","X","X","X","X","X"]
["VAid (Real-time Auto Breast Lesion Detection)","V30357",6000170,"启用","乳腺自动检测分析","VAid (Real-time Auto Breast Lesion Detection)",null,"海外/国内","ALL",null,2,"SuZhou","O","O","O","O","O","X","O","O","O","O","O","O","O","O","O","O","O","O","O"]
["VReport","V30363",6000173,"启用","VReport(软件）","VReport",null,"海外/国内","ALL",null,2,"SuZhou","X","X","X","X","X","X","X","X","X","X","X","X","X","O","O","O","O","O","O"]
["VSPORT","V30386",6000177,"启用","运动版","VSPORT",null,"海外/国内","ALL",null,2,"SuZhou","-","-","-","-","-","-","-","-","-"]
["Emergency","V30463",6000186,"启用","急诊包","Emergency",null,"海外/国内","ALL",null,2,"SuZhou","-","-","-","-","-","-","-","-","-"]
["Nephrology","V30464",6000187,"启用","肾内（血管通路）包","Nephrology",null,"海外/国内","ALL",null,2,"SuZhou","-","-","-","-","-","-","-","-","-"]
["ICU","V30465",6000188,"启用","重症包","ICU",null,"海外/国内","ALL",null,2,"SuZhou","-","-","-","-","-","-","-","-","-"]
["anesthesia package","V30419",6000182,"启用","神经麻醉包","anesthesia package",null,"海外/国内","ALL",null,2,"SuZhou","-","-","-","-","-","-","-","-","-"]
["MSK package","V30361",6000172,"启用","MSK包","MSK package",null,"海外/国内","ALL",null,2,"SuZhou","-","-","-","-","-","-","-","-","-"]
["Remote Examination","V30420",6000183,"启用","远程考核","Remote Examination",null,"海外/国内","ALL",null,2,"SuZhou","X","X","X","X","X","X","X","X","X","X","X","X","X","X","X","X","X","X","X"]
["Shear Wave Imaging(VShear)","V30494",6000190,"启用","剪切波弹性成像(VShear)","shear wave imaging",null,"海外/国内","ALL",null,2,"SuZhou","O","O","O","O","O","X","O","O","O","O","O","O","O","O","O","O","O","O","O"]
["VLuminous Flow","V30495",6000191,"启用","立体血流","VLuminous Flow",null,"海外/国内","ALL",null,2,"SuZhou","X","X","X","X","X","X","X","X","X","X","X","X","X","X","X","X","X","X","X"]
["Live IMT","V30496",6000192,"启用","实时IMT","Live IMT",null,"海外/国内","ALL",null,2,"SuZhou","O","X","X","O","O","O","X","X","X","X","X","X","X","X","X","X","X","X","X"]
["VAim for OB","V30497",6000193,"启用","VAim:产科自动测量","VAim for OB",null,"海外/国内","ALL",null,2,"SuZhou","X","X","X","X","X","X","X","X","X","X","X","X","X","X","X","X","X","X","X"]
["VAim for HIP","V30498",6000194,"启用","VAim:小儿髋关节自动测量","VAim for HIP",null,"海外/国内","ALL",null,2,"SuZhou","X","X","X","X","X","X","X","X","X","X","X","X","X","X","X","X","X","X","X"]
["VAim for Follicle","V30499",6000195,"启用","VAim:卵泡自动测量","VAim for Follicle",null,"海外/国内","ALL",null,2,"SuZhou","X","X","X","X","X","X","X","X","X","X","X","X","X","X","X","X","X","X","X"]
["VAim for Pelvic","V30500",6000196,"启用","VAim:盆底脱垂自动测量","VAim for Pelvic",null,"海外/国内","ALL",null,2,"SuZhou","X","X","X","X","X","X","X","X","X","X","X","X","X","X","X","X","X","X","X"]
["VAim for LEVA(3D)","V30501",6000197,"启用","VAim:3D盆底肛提肌裂孔自动测量","VAim for LEVA(3D)",null,"海外/国内","ALL",null,2,"SuZhou","X","X","X","X","X","X","X","X","X","X","X","X","X","X","X","X","X","X","X"]
["Customized Auto Workflow(VWork)","V30502",6000198,"启用","自定义工作流","Customized auto workflow",null,"海外/国内","ALL",null,2,"SuZhou","X","X","X","X","X","X","X","X","X","X","X","X","X","X","X","X","X","X","X"]
["Auto Flow Volume","V30531",6000205,"启用","血流量自动测量","Auto Flow Volume",null,"海外/国内","ALL",null,2,"SuZhou","O","O","O","O","O","O","X","O","O","O","O","O","O","O","O","O","O","O","O"]
["Cardiac Guide","V30554",6000217,"启用","心脏AI导航","Cardiac Guide",null,"海外/国内","ALL",null,2,"SuZhou","-","-","-","-","-","-","-","-","-","-","-","-","-","-","-","-","-","-","-"]
["lung ai","V30559",6000221,"启用","智能肺超","lung ai",null,"海外/国内","ALL",null,2,"SuZhou","-","-","-","-","-","-","-","-","-","-","-","-","-","-","-","-","-","-","-"]
["Ultra Fast Tissue imaging","V30613",6000271,"未发布","超快组织成像技术","Ultra Fast Tissue imaging",null,"海外/国内","ALL",null,2,"SuZhou","X","X","X","X","X","X","X","X","X","X","X","X","X","X","X","X","X","X","X"]
["Ultra Fast CF imaging","V30614",6000272,"未发布","超快血流成像技术\n","Ultra Fast CF imaging",null,"海外/国内","ALL",null,2,"SuZhou","X","X","X","X","X","X","X","X","X","X","X","X","X","X","X","X","X","X","X"]
["SMF(Super Micro Flow)","V30615",6000273,"启用","超微细血流成像","SMF(Super Micro Flow)",null,"海外/国内","ALL",null,2,"SuZhou","X","X","X","X","X","X","X","X","X","-","-","-","-","-","-","-","-","-","-"]
["VAid Liver","V30616",6000274,"启用","肝脏自动检测分析","VAid Liver",null,"海外/国内","ALL",null,2,"SuZhou","O","O","O","O","O","X","O","O","O","O","O","O","O","O","O","O","O","O","O"]
["VAid Thyroid","V30617",6000275,"启用","甲状腺自动检测分析","VAid Thyroid",null,"海外/国内","ALL",null,2,"SuZhou","O","O","O","O","O","X","O","O","-","-","-","-","-","-","-","-","-","-","-"]
["Liver Guide","V30618",6000276,"启用","腹部肝脏导航","Liver Guide",null,"海外/国内","ALL",null,2,"SuZhou","-","-","-","-","-","-","-","-","-","-","-","-","-","-","-","-","-","-","-"]
["CBI uFR ","V30621",6000279,"启用","超快造影","CBI uFR ",null,"海外/国内","ALL",null,2,"SuZhou","O","O","O","O","O","O","O","O","O","O","O","O","O","O","O","O","O","O","O"]
["VShear+","V30622",6000280,"未发布"," VShear+ 超快剪切波弹性成像","Ultra frame VShear+",null,"海外/国内","ALL",null,2,"SuZhou","Δ","Δ","Δ","Δ","Δ","Δ","Δ","Δ","Δ","Δ","Δ","Δ","Δ","Δ","Δ","Δ","Δ","Δ","Δ"]
["PWV+","V30623",6000281,"启用"," PWV+超快脉搏波定量分析技术","Ultra frame PWV+",null,"海外/国内","ALL",null,2,"SuZhou","O","O","O","O","O","O","X","O","O","O","O","O","O","O","O","O","O","O","O"]
["Multi Doppler","V30624",6000282,"启用","多门多普勒","Multi Doppler",null,"海外/国内","ALL",null,2,"SuZhou","O","O","O","O","O","O","X","O","O","O","O","O","O","O","O","O","O","O","O"]
["AAS(Adaptive Acoustic Speed)","V30625",6000283,"启用","声速自适应技术","Adaptive Acoustic Speed",null,"海外/国内","ALL",null,2,"SuZhou","X","X","X","X","X","X","X","O","O","O","O","O","O","O","O","O","O","O","O"]
["Tissue Boost ","V30626",6000284,"启用","组织自适应成像","Tissue boost",null,"海外/国内","ALL",null,2,"SuZhou","X","X","X","X","X","X","X","O","O","O","O","O","O","O","O","O","O","O","O"]
["MCP(Micro Contrast Perfusion)","V30712",6000291,"停用","微血管造影增强成像","MCP(Micro Contrast Perfusion)",null,"海外/国内","ALL",null,2,"SuZhou","-","-","-","-","O","X","O","-","-","-","-","-","-","-","-","-","-","-","-"]
["Angle Free Flow","V30713",6000292,"未发布","血流自适应成像","Angle Free Flow",null,"海外/国内","ALL",null,2,"SuZhou","O","O","O","O","O","O","O",null,"-","-","-","-","-","-","-","-","-","-","-"]
["Research Access","V30714 ",6000293,"启用","原始科研数据导出","Research Access",null,"海外/国内","ALL",null,2,"SuZhou","O","O","O","O","O","O","O","O","-","-","-","-","-","-","-","-","-","-","-"]
["VMind  OB(simple)","V30715",6000294,"启用","OB测量包","VMind  OB(simple)",null,"海外/国内","ALL",null,2,"SuZhou","O","O","O","O","X","O","O","O","-","-","-","-","-","-","-","-","-","-","-"]
["VMind OB(Professional)","V30716",6000295,"未发布","OB测量包（专业版）","VMind OB(Professional)",null,"海外/国内","ALL",null,2,"SuZhou","Δ","Δ","Δ","Δ","Δ","Δ","Δ","O","-","-","-","-","-","-","-","-","-","-","-"]
["ECG Function","V30786",6000321,"启用","ECG 软件功能","ECG Function",null,"海外/国内","ALL",null,2,"SuZhou","X","-","-","X","-","-","X","-","-","-","-","-","-","-","-","-","-","-","-"]
["URM（超分辨显微成像）","V30842",6000333,"启用","超分辨显微成像","URM",null,"海外/国内","ALL",null,2,"SuZhou","X","-","-","-","-","-","-","-","-","-","-","-","-","-","-","-","-","-","-","-","-","-","-","-","-","-","-","-","-","-","-","-","-","-","-","-","-","-","-","-","-","-","-","-","-","-"]
[]
[]
["3D imaging","V30135",6000057,"启用","三维成像","3D imaging",null,"海外/国内","ALL",null,2,"SuZhou","X","X","X","X","X","X","X","X","X","X","X","X","X","X","X","X","X","X","X"]
["Real-time grayscale 4D","V30066",6000031,"启用","实时灰阶四维","Real-time grayscale 4D",null,"海外/国内","ALL",null,2,"SuZhou","X","X","X","X","X","X","X","X","X","X","X","X","X","X","X","X","X","X","X"]
["Tomographic display (Mcut)","V30067",6000032,"启用","超声断层成像","Tomographic display (Mcut)",null,"海外/国内","ALL",null,2,"SuZhou","X","X","X","X","X","X","X","X","X","X","X","X","X","X","X","X","X","X","X"]
["Parameter adjustable after freeze","V30368",6000176,"启用","冻结后调节参数","Parameter adjustable after freeze",null,"海外/国内","ALL",null,2,"SuZhou","X","X","X","X","X","X","X","X","X","X","X","X","X","X","X","X","X","X","X"]
["HQ (High Quality) 3D/4D","V30035",3200474,"启用","羊膜腔镜成像技术","HQ (High Quality) 3D/4D",null,"海外/国内","ALL",null,2,"SuZhou","X","X","X","X","X","X","X","X","X","X","X","X","X","X","X","X","X","X","X"]
["Spatio Temporal Image Correlation (STIC)（自研）","V30787",6000323,"启用","时间空间相关成像","Spatio Temporal Image Correlation (STIC)",null,"海外/国内","ALL",null,2,"SuZhou","Δ","Δ","Δ","Δ","Δ","Δ","Δ","Δ","Δ","Δ","Δ","Δ","Δ","Δ","Δ","Δ","Δ","Δ","Δ"]
["Auto NT","V30040",3200484,"启用","自动颈项透明层测量","Auto NT",null,"海外/国内","ALL",null,2,"SuZhou","X","X","X","X","X","X","X","X","X","X","X","X","X","X","X","X","X","X","X"]
["Auto IT measure","V30503",6000199,"启用","自动IT(颅内透明层)测量","Auto IT",null,"海外/国内","ALL",null,2,"SuZhou","X","X","X","X","X","X","X","X","X","X","X","X","X","X","X","X","X","X","X"]
["Inversion mode","V30057",6000022,"启用","灰阶反转模式","Inversion mode",null,"海外/国内","ALL",null,2,"SuZhou","X","X","X","X","X","X","X","X","X","X","X","X","X","X","X","X","X","X","X"]
["Magic cut","V30058",6000023,"启用","魔术刀","Magic cut",null,"海外/国内","ALL",null,2,"SuZhou","X","X","X","X","X","X","X","X","X","X","X","X","X","X","X","X","X","X","X"]
["Smart touch panel 3D/4D operation","V30059",6000024,"启用","智能三维/四维触摸屏操作模式","Smart touch panel 3D/4D operation",null,"海外/国内","ALL",null,2,"SuZhou","X","X","X","X","X","X","X","X","X","X","X","X","X","X","X","X","X","X","X"]
["Free view","V30060",6000025,"启用","容积超声断层成像","Free view",null,"海外/国内","ALL",null,2,"SuZhou","X","X","X","X","X","X","X","X","X","X","X","X","X","X","X","X","X","X","X"]
["Smart 3D Volume Calculation","V30177",6000073,"启用","智能三维容积计算","Smart 3D Volume Calculation",null,"海外/国内","ALL",null,2,"SuZhou","O","O","O","O","X","O","O","O","O","O","O","O","O","O","O","O","O","O","O"]
["Free 3D","V30178",6000074,"启用","自由臂3D","Free 3D",null,"海外/国内","ALL",null,2,"SuZhou","X","X","X","X","X","X","X","O","O","O","O","O","O","O","O","O","O","O","O"]
["3D auto follicle","V30213",6000091,"启用","三维卵泡自动测量","3D auto follicle",null,"海外/国内","ALL",null,2,"SuZhou","O","O","O","O","X","O","O","O","O","O","O","O","O","O","O","O","O","O","O"]
["4D HQ Silhouette mode","V30358",6000171,"启用","HQ剪影模式","4D HQ Silhouette mode",null,"海外/国内","ALL",null,2,"SuZhou","X","X","X","X","X","X","X","X","X","X","X","X","X","X","X","X","X","X","X"]
["Niche View","V30439",6000185,"启用","壁龛成像","Niche View",null,"海外/国内","ALL",null,2,"SuZhou","X","X","X","X","X","X","X","X","X","X","X","X","X","X","X","X","X","X","X"]
["Export 3D data for 3D printer","V30504",6000200,"启用","导出3D打印数据","Export 3D data for 3D printer",null,"海外/国内","ALL",null,2,"SuZhou","X","X","X","X","X","X","X","X","X","X","X","X","X","X","X","X","X","X","X"]
["Auto Levator Ani","V30505",6000201,"启用","3D盆底肛提肌裂孔自动测量","Auto Levator Ani",null,"海外/国内","ALL",null,2,"SuZhou","X","X","X","X","X","X","X","X","X","X","X","X","X","X","X","X","X","X","X"]
["3D Smart Face","V30506",6000202,"启用","智能胎儿面部成像","3D Smart Face",null,"海外/国内","ALL",null,2,"SuZhou","X","X","X","X","X","X","X","X","X","X","X","X","X","X","X","X","X","X","X"]
["VNavIn","V30552",6000216,"启用","超声3D内视渲染技术","VNavIn 3D",null,"海外/国内","ALL",null,2,"SuZhou","X","X","X","X","X","X","X","X","X","X","X","X","X","X","X","X","X","X","X"]
["Vinno Fetal Heart Guide","V30627",6000285,"未发布","胎心导航","Vinno Fetal Heart Guide",null,"海外/国内","ALL",null,2,"SuZhou","-","-","-","-","-","-","-","-","-","-","-","-","-","-","-","-","-","-","-"]
["Light Lab","V30628",6000286,"启用","Light Lab胎儿多光源渲染成像","Light Lab",null,"海外/国内","ALL",null,2,"SuZhou","O","O","O","O","X","O","O","X","O","O","O","O","O","O","O","O","O","O","O"]
["Color 3D","V30723",6000296,"启用","三维焕流成像","Color 3D",null,"海外/国内","ALL",null,2,"SuZhou","O","O","O","O","X","O","O","X","-","-","-","-","-","-","-","-","-","-","-"]
[]
[]
["Transfer image to FTP server","V30087",6000044,"启用","传输影像至FTP服务器","Transfer image to FTP server",null,"海外/国内","ALL",null,2,"SuZhou","X","X","X","X","X","X","X","Δ","Δ","Δ","Δ","Δ","Δ","Δ","Δ","Δ","Δ","Δ","Δ"]
["RF data export","V30088",6000045,"启用","RF元数据导出","RF data export",null,"海外/国内","ALL",null,2,"SuZhou","O","O","O","O","O","O","O","Δ","Δ","Δ","Δ","Δ","Δ","Δ","Δ","Δ","Δ","Δ","Δ"]
["DICOM3.0基础功能","V30038",3200478,"启用","DICOM3.0基础功能（导出与存储，打印,列表）","DICOM export and storage, printer, worklist",null,"海外/国内","ALL",null,2,"Suzhou","X","X","X","X","X","X","X","X","X","X","X","X","X","X","X","X","X","X","X"]
["DICOM3.0基础功能","V30359",3201201,"启用","DICOM3.0基础功能","DICOM export and storage, ",null,"海外/国内","ALL",null,2,"SuZhou","X","X","X","X","X","X","X","X","X","X","X","X","X","X","X","X","X","X","X"]
["DICOM3.0接口","V30360",3201203,"启用","DICOM3.0接口","DICOM printer/ worklist",null,"海外/国内","ALL",null,2,"SuZhou","X","X","X","X","X","X","X","X","X","X","X","X","X","X","X","X","X","X","X"]
["LAN","V30600",6000258,"启用","网络连接口","LAN",null,"海外/国内","ALL",null,2,"SuZhou","X","X","X","X","X","X","X","X","X","X","X","X","X","X","X","X","X","X","X"]
["Network storage and printing","V30601",6000259,"启用","网络存储与网络打印","Network storage and printing",null,"海外/国内","ALL",null,2,"SuZhou","X","X","X","X","X","X","X","X","X","X","X","X","X","X","X","X","X","X","X"]
["Support Mobile data transmission via Bluetooth and E-Mail","V30602",6000260,"启用","支持蓝牙和邮件发送数据","Support Mobile data transmission via Bluetooth and E-Mail",null,"海外/国内","ALL",null,2,"SuZhou","X","X","X","X","X","X","X","X","X","X","X","X","X","X","X","X","X","X","X"]
["Patient database","V30603",6000261,"启用","病人数据管理","Patient database",null,"海外/国内","ALL",null,2,"SuZhou","X","X","X","X","X","X","X","X","X","X","X","X","X","X","X","X","X","X","X"]
["Quick store","V30604",6000262,"启用","快速存储","Quick store",null,"海外/国内","ALL",null,2,"SuZhou","X","X","X","X","X","X","X","X","X","X","X","X","X","X","X","X","X","X","X"]
["Auto trace in PW","V30605",6000263,"启用","频谱自动跟踪测量","Auto trace in PW",null,"海外/国内","ALL",null,2,"SuZhou","X","X","X","X","X","X","X","X","X","X","X","X","X","X","X","X","X","X","X"]
["Vascular calculations","V30606",6000264,"启用","血管测量包","Vascular calculations",null,"海外/国内","ALL",null,2,"SuZhou","X","X","X","X","X","X","X","X","X","X","X","X","X","X","X","X","X","X","X"]
["Cardiac calculations","V30607",6000265,"启用","心脏测量包","Cardiac calculations",null,"海外/国内","ALL",null,2,"SuZhou","X","X","X","X","X","X","X","X","X","X","X","X","X","X","X","X","X","X","X"]
["OB calculations and tables","V30608",6000266,"启用","产科计算包及胎儿生长曲线表","OB calculations and tables",null,"海外/国内","ALL",null,2,"SuZhou","X","X","X","X","X","X","X","X","X","X","X","X","X","X","X","X","X","X","X"]
["Gynecological calculations","V30609",6000267,"启用","妇科计算包","Gynecological calculations",null,"海外/国内","ALL",null,2,"SuZhou","X","X","X","X","X","X","X","X","X","X","X","X","X","X","X","X","X","X","X"]
["Urological calculations","V30610",6000268,"启用","泌尿科计算包","Urological calculations",null,"海外/国内","ALL",null,2,"SuZhou","X","X","X","X","X","X","X","X","X","X","X","X","X","X","X","X","X","X","X"]
["Renal calculations","V30611",6000269,"启用","肾脏计算包","Renal calculations",null,"海外/国内","ALL",null,2,"SuZhou","X","X","X","X","X","X","X","X","X","X","X","X","X","X","X","X","X","X","X"]
["Volume calculations","V30612",6000270,"启用","容积计算包","Volume calculations",null,"海外/国内","ALL",null,2,"SuZhou","X","X","X","X","X","X","X","X","X","X","X","X","X","X","X","X","X","X","X"]
[]
["Optional peripherals"]
["抗干扰电源滤波器组件_万能插座","V30390","1000531-2","启用","抗干扰电源滤波器组件_万能插座","Power Filter",null,"海外/国内","ALL",null,1,"SuZhou","X","X","X","X","X","X","X","X","X","X","X","X","X","X","X","X","X","X","X"]
["VCloud interface","V30173",6000075,"启用","远程传输接口","VCloud interface",null,"海外/国内","ALL",null,2,"SuZhou","X","X","X","X","X","X","X","X","X","X","X","X","X","X","X","X","X","X","X"]
["VGuide","V30214",1000492,"启用","微磁引导(含磁化器+体模)","VGuide",null,"海外/国内","ALL",null,2,"SuZhou","-","-","-","-","-","-","-","-","-","-","-","-","-","-","-","-","-","-","-"]
["DVI_24+5公转VGA母转接头","V30550",3201746,"启用","DVI转VGA转换器套件","DVI to VGA converter",null,"国内","CN",null,1,"SuZhou","O","O","O","O","O","O","O","O","O","O","O","O","O","O","O","O","O","O","O"]
["USB single button foot switch ","V30083",3200608,"启用","USB单踏脚踏开关","USB single button foot switch ",null,"海外/国内","ALL",null,1,"SuZhou","-","-","-","-","-","-","-","-","-","-","-","-","-","-","-","-","-","-","-"]
["USB double button foot switch","V30084",3200609,"启用","USB双踏脚踏开关","USB double button foot switch",null,"海外/国内","ALL",null,1,"SuZhou","O","O","O","O","O","O","O","O","O","O","O","O","O","O","O","O","O","O","O"]
["外置导声胶加热器","V10047",9000077,"启用","外置导声胶加热器","External Gel Warmer",null,"海外/国内","ALL",null,1,"SuZhou","-","-","-","-","-","-","-","-","-","-","-","-","-","-","-","-","-","-","-"]
["DVI转HDMI视频输出线-50cm","V30424",3200788,"启用","DVI转HDMI视频输出线","DVI to HDMI cable for trolley &TOONA_50cm",null,"海外/国内","ALL",null,1,"SuZhou","-","-","-","-","-","-","-","-","-","-","-","-","-","-","-","-","-","-","-"]
["DVI转HDMI转接头","V30425",3201382,"启用","DVI转HDMI转接头","HDMI port adapter ",null,"海外/国内","ALL",null,1,"SuZhou","X","X","X","X","X","X","X","X","X","X","X","X","X","X","X","X","X","X","X"]
["USB 外置声卡 海备思HAGIBIS","V30341",3200691,"启用","USB 外置声卡 ","USB audio adapter",null,"国内","CN",null,1,"SuZhou","Δ","Δ","Δ","Δ","Δ","Δ","Δ","Δ","Δ","Δ","Δ","Δ","Δ","Δ","Δ","Δ","Δ","Δ","Δ"]
["Bluetooth adapter","V30082",3200606,"启用","蓝牙适配器","Bluetooth adapter",null,"海外/国内","ALL",null,2,"SuZhou","X","X","X","X","X","X","X","X","X","X","X","X","X","X","X","X","X","X","X"]
["USB Flash Drive","V30023",3200372,"启用","USB闪存盘","USB Flash Drive",null,"海外/国内","ALL",null,2,"SuZhou","O","O","O","O","O","O","O","O","O","O","O","O","O","O","O","O","O","O","O"]
["UP-X898MD BW printer","V30024",3200783,"启用","SONY打印机UP-X898MD","UP-X898MD BW printer",null,"海外/国内","ALL",null,1,"SuZhou","O","O","O","O","O","O","O","O","O","O","O","O","O","O","O","O","O","O","O"]
["UP-D25MD数字彩色图像打印机","V30025",3200153,"启用","UP-D25MD数字彩色图像打印机","UP-D25MD color printer",null,"海外/国内","ALL",null,1,"SuZhou","O","O","O","O","O","O","O","O","O","O","O","O","O","O","O","O","O","O","O"]
["Tu_海外键盘保护膜套件","V30780",2000442,"启用","Tu_海外键盘保护膜套件","Tu Series Keyboard Protective Film Kit",null,"海外/国内","ALL",null,1,"SuZhou","O","O","O","O","O","O","O","O","O","O","O","O","O","O","O","O","O","O","O"]
[]
["*Optional peripherals(Preassemble in Factory)"]
["1T机械硬盘套件","V30533",2000244,"启用"," 机械硬盘套件","HDD(1T)",null,"海外/国内","ALL",null,1,"SuZhou","X","X","X","X","X","X","X","X","X","X","X","X","X","X","X","X","X","X","X"]
["快速启动 "," V30728",3202065,"启用","快速启动 ","Quick Start package",null,"海外/国内","ALL",null,1,"Suzhou","X","X","X","X","X","X","X","X","X","X","X","X","X","X","X","X","X","X","X"]
["WIFI adapter for console（ORCHID&E20系列&50系列）","V30558",3201853,"启用","无线适配器","WIFI adapter for console ",null,"海外/国内","ALL",null,2,"SuZhou","O","O","O","O","O","O","O","O","O","O","O","O","O","O","O","O","O","O","O"]
["Tu_ECG套件美标","V30788",2000448,"启用","ECG心电图美标","ECG _AHA",null,"海外/国内","PE/BO/CO/PR/MX/BR/PA/EC/DO/GT/CL/SV/HN/NI/CR",null,2,"SuZhou","-","-","-","-","O","O","-","O","O","O","O","O","O","O","O","O","O","O","O"]
["Tu_ECG套件欧标","V30789",2000449,"启用","ECG心电图欧标","ECG _IEC",null,"海外/国内",null,"BR/RU/PE/BO/CO/PR/MX/PA/EC/DO/GT/BR/CL/SV/HN/NI/CR",2,"SuZhou","-","-","-","-","O","O","-","O","O","O","O","O","O","O","O","O","O","O","O"]
["PCG导联线套件","V30775",2000436,"启用","PCG导联线套件","PCG_Cable",null,"海外/国内","ALL",null,2,"SuZhou","O","O","O","O","O","O","O","O","O","O","O","O","O","O","O","O","O","O","O"]
["T-CWD套件：需要在工厂内安装","V30302",2000133,"启用","CWD连续多普勒","CWD",null,"海外/国内","ALL",null,2,"SuZhou","-","-","-","-","-","-","-","-","-","-","-","-","-","-","-","-","-","-","-"]
[]
["Probes"]
["S1-8C","V20020",1000182,"启用","S1-8C探头","S1-8C",null,"海外/国内","ALL",null,1,"SuZhou","-","-","-","-","-","-","-","-","-","-","-","-","-","-","-","-","-","-","-"]
["S1-8C(M)","V20062 ",1001284,"启用","S1-8CM探头","S1-8CM",null,"海外/国内","ALL",null,1,"SuZhou","X","X","X","X","X","X","X","X","X","X","X","X","X","X","X","X","X","X","X"]
["S2-9C","V20036",1000274,"启用","S2-9C探头","S2-9C",null,"海外/国内","ALL",null,1,"SuZhou","Δ","Δ","Δ","Δ","Δ","Δ","Δ","X","-","-","X","X","-","-","X","X","X","X","X"]
["S1-9C","V20059",1000409,"未发布","S1-9C探头","S1-9C",null,"海外/国内","ALL",null,1,"SuZhou","-","-","-","-","-","-","-","-","-","-","-","-","-","-","-","-","-","-","-","-","-",{"$nulls":6},"-"]
["X2-6C","V20002",1000164,"启用","X2-6C探头","X2-6C",null,"海外/国内","ALL",null,1,"SuZhou","X","X","X","X","X","X","X","X","X","X","X","X","X","X","X","X","X","X","X"]
["G2-5C","V20001",1000163,"启用","G2-5C探头","G2-5C",null,"海外/国内","ALL",null,1,"SuZhou","Δ","Δ","Δ","Δ","Δ","Δ","Δ","X","X","X","X","X","X","X","X","X","X","X","X"]
["F2-5C","V20015",1000177,"启用","F2-5C探头","F2-5C",null,"海外/国内","ALL",null,1,"SuZhou","Δ","Δ","Δ","Δ","Δ","Δ","Δ","X","X","X","X","X","X","X","X","X","X","X","X"]
["F2-5CP","V20063",1000530,"启用","F2-5C探头","F2-5C",null,"海外/国内","ALL",null,1,"SuZhou","-","-","-","-","-","-","-","-","-","-","-","-","-","-","-","-","-","-","-","-","-",{"$nulls":6},"-","-","-","-","-"]
["B2-6C，穿刺探头","V20037",1000481,"启用","B2-6C探头","B2-6C",null,"海外/国内","ALL",null,1,"SuZhou","-","-","-","-","-","-","-","-","-","-","-","-","-","-","-","-","-","-","-","-","-",{"$nulls":6},"-","-","-","-","-"]
["D2-6C","V20065",1000946,"启用","D2-6C探头","D2-6C",null,"海外/国内","ALL",null,1,"SuZhou","X","X","X","X","X","X","X","X","X","X","X","X","X","X","X","X","X","X","X","-"]
["D2-7C",null,null,"未发布","D2-7C探头","D2-7C",null,"海外/国内","ALL",null,1,"SuZhou","X","X","X","X","X","X","X","X","X","X","X","X","X","X","X","X","X","X","X"]
["D3-6C","V20066",1001062,"启用","D3-6C探头","D3-6C",null,"海外/国内","ALL",null,1,"SuZhou","-","-","-","-","-","-","-","-","-","-","-","-","-","-","-","-","-","-","-"]
["D3-6CE","V20027",1000271,"启用","D3-6CE探头","D3-6CE",null,"海外/国内","ALL",null,1,"SuZhou","-","-","-","-","-","-","-","-","-","-","-","-","-","-","-","-","-","-","-"]
["G4-9EP","V20005",1000313,"启用","G4-9E探头","G4-9E",null,"海外/国内","ALL",null,1,"SuZhou","X","X","X","X","X","X","X","X","X","X","X","X","X","X","X","X","X","X","X"]
["X4-9EL直柄","V20049",1001388,"启用","X4-9E探头","X4-9E(Straight handle)",null,"海外/国内","ALL",null,1,"SuZhou","X","X","X","X","X","X","X","X","X","X","X","X","X","X","X","X","X","X","X"]
["X4-9E曲柄","V20032",1001387,"启用","X4-9E探头","X4-9E(crank)",null,"海外/国内","ALL",null,1,"SuZhou","X","X","X","X","X","X","X","X","X","X","X","X","X","X","X","X","X","X","X"]
["D4-9EP","V20006",1000346,"启用","D4-9E探头","D4-9E",null,"海外/国内","ALL",null,1,"SuZhou","X","X","X","X","X","X","X","X","X","X","X","X","X","X","X","X","X","X","X"]
["F4-9E","V20033",1000432,"启用","F4-9E探头","F4-9E",null,"海外/国内","ALL",null,1,"SuZhou","Δ","Δ","Δ","Δ","Δ","Δ","Δ","X","X","X","X","X","X","X","X","X","X","X","X"]
["G3-9MV","V20068",1001380,"启用","G3-9M探头","G3-9M",null,"海外/国内","ALL",null,1,"SuZhou","-","X","X","-","-","-","-","X","X","X","X","X","X","X","X","X","X","X","X"]
["G4-9M","V20007",1000169,"启用","G4-9M探头","G4-9M",null,"海外/国内","ALL",null,1,"SuZhou","X","-","-","X","X","X","X","-","-","-","-","-","-","-","-","-","-","-","-","-","-","-","-","-","-","-","-","-","-","-","-"]
["X3-10L","V20038",1000491,"启用","X3-10L探头","X3-10L",null,"海外/国内","ALL",null,1,"SuZhou","-","-","-","-","-","-","-","-","-","-","-","-","-","-","-","-","-","-","-"]
["X3-10LV","V20070",1001326,"启用","X3-10L探头","X3-10L",null,"海外/国内","ALL",null,1,"SuZhou","X","X","X","X","X","X","X","X","X","-","-","-","-","-","-","-","-","-","-"]
["X4-12L","V20008",1000170,"启用","X4-12L探头","X4-12L",null,"海外/国内","ALL",null,1,"SuZhou","X","X","X","X","X","X","X","X","X","X","X","X","X","X","X","X","X","X","X"]
["X6-16L","V20009",1000171,"启用","X6-16L探头","X6-16L",null,"海外/国内","ALL",null,1,"SuZhou","X","X","X","X","X","X","X","X","X","X","X","X","X","X","X","X","X","X","X"]
["X6-16L NGS","V20034",1000434,"启用","X6-16L NGS探头","X6-16L NGS",null,"海外/国内","ALL",null,1,"SuZhou","-","-","-","-","-","-","-","-","-","-","-","-","-","-","-","-","-","-","-"]
["U5-15L","V20010",1000172,"启用","U5-15L探头","U5-15L",null,"海外/国内","ALL",null,1,"SuZhou","-","-","-","-","-","-","-","-","-","-","-","-","-","-","-","-","-","-","-"]
["U5-15LE","V20011",1000173,"启用","U5-15LE探头","U5-15LE",null,"海外/国内","ALL",null,1,"SuZhou","X","X","X","X","X","X","X","X","X","-","-","-","-","-","X","X","X","X","X"]
["I4-11T","V20012",1000174,"启用","I4-11T探头","I4-11T",null,"海外/国内","PY/PE/CO/AR/UY/SA/SY/YE/OM/AE/TR/MM/DZ/ET/KE/LY/MU/MA/NG/TZ/UG/TN/MX/EC/DO/GT/PH/KH/UZ/KG/KZ/IN/BO/CL/MY/IQ/MD/TH/VN/KR/LB/NP/AU/UA/ZA/AZ/AM/PS/GE/CI/VE/MN/GH/BF/CR/BD",null,1,"SuZhou","X","X","X","X","X","X","X","-","-","X","-","-","-","X","X","X","-","-","X"]
["F4-12LV","V20058",1000742,"停用","F4-12L探头","F4-12L",null,"海外/国内","ALL",null,1,"SuZhou","Δ","Δ","Δ","Δ","Δ","Δ","Δ","Δ","Δ","Δ","Δ","Δ","Δ","Δ","Δ","Δ","Δ","Δ","Δ"]
["X10-23L","V20022",1000276,"启用","X10-23L探头","X10-23L",null,"海外/国内","ALL",null,1,"SuZhou","X","X","X","X","X","X","X","X","X","X","X","X","X","X","X","X","X","X","X"]
["X9-22L","V20023",1000273,"启用","X9-22L探头","X9-22L",null,"海外/国内","ALL",null,1,"SuZhou","X","X","X","X","X","X","X","X","X","X","X","X","X","X","X","X","X","X","X"]
["I7-18L","V20024",1000277,"启用","I7-18L探头","I7-18L",null,"海外/国内","ALL",null,1,"SuZhou","X","X","X","X","X","X","X","X","X","X","X","X","X","-","X","X","-","X","-"]
["G1-4PV ","V20052",1000744,"启用","G1-4P探头","G1-4P",null,"海外/国内","ALL",null,1,"SuZhou","X","X","X","X","X","X","X","X","X","X","X","X","X","X","X","X","X","X","X"]
["S1-6PV","V20061",1001206,"启用","S1-6P探头","S1-6P",null,"海外/国内","ALL",null,1,"SuZhou","X","X","X","X","X","X","X","X","X","X","X","X","X","X","X","X","X","X","X"]
["G4-12LV","V20026",1000344,"启用","G4-12LV探头","G4-12LV",null,"海外/国内","ALL",null,1,"SuZhou","-","-","-","-","-","-","-","-","-","-","-","-","-","-","-","-","-","-","-"]
["G3-10P","V20025",1000337,"启用","G3-10P探头","G3-10P",null,"海外/国内","ALL",null,1,"SuZhou","-","-","-","-","-","-","-","-","-","-","-","-","-","-","-","-","-","-","-"]
["G3-10PX","V20031",1000372,"启用","G3-10PX探头","G3-10PX",null,"海外/国内","ALL",null,1,"SuZhou","X","X","X","X","X","X","X","X","X","X","X","X","X","X","X","X","X","X","X"]
["G4-12PX","V20060",1001147,"启用","G4-12P探头","G4-12P",null,"海外/国内","ALL",null,1,"SuZhou","X","X","X","X","X","X","X","Δ","Δ","Δ","Δ","Δ","Δ","Δ","Δ","Δ","Δ","Δ","Δ"]
["BP4-9","V20053",1000438,"启用","BP4-9探头","BP4-9",null,"海外/国内","ALL",null,1,"SuZhou","X","X","X","X","X","X","X","X","X","X","X","X","X","X","X","X","X","X","X"]
["E3-8T","V20057",1000734,"启用","E3-8T探头","E3-8T",null,"海外/国内","TR/AE/LB/SA/OM/YE/PH/TH/MY/NP/MM/PK/KH/ZA/KE/TZ/UG/RW/BW/MZ/CO/CL/KG/KZ/UZ/TJ/AM/AZ/GE/IL/PS/BD/DZ/GH/ML/LY/SN/RO/BG/AT/CZ/SK/HU/AR/MD/IN/CI/MX/CR/VE/RU/BR",null,1,"Suzhou",null,"-","-","X","X","X","X","-","-","-","-","-","-","-","-","-","-","-","-","-","-"]
["G1-3R",null,null,"未发布","G1-3R探头","G1-3R",null,"海外/国内","ALL",null,1,"SuZhou","X","X","X","X","X","X","X","X","X","X","X","X","X","X","X","X","X","X","X"]
[]
["Biopsy guide"]
["Biopsy guide S1-8C","V30143",3100128,"启用","穿刺架S1-8C","Biopsy guide S1-8C",null,"海外/国内","PY/PE/CO/AR/UY/SA/SY/YE/OM/AE/TR/MM/DZ/ET/KE/LY/MU/MA/NG/TZ/UG/TN/MX/EC/DO/GT/PH/KH/UZ/KG/KZ/IN/BO/CL/MY/IQ/MD/TH/VN/KR/LB/NP/AU/UA/ZA/AZ/AM/PS/GE/CI/VE/MN/GH/BF/CR/BD",null,1,"SuZhou","X","X","X","X","X","X","X","X","X","X","X","X","X","X","X","X","X","X","X"]
["Biopsy guide G2-5C","V30026",3100102,"启用","穿刺架G2-5C","Biopsy guide G2-5C",null,"海外/国内","PY/PE/CO/AR/UY/SA/SY/YE/OM/AE/TR/MM/DZ/ET/KE/LY/MU/MA/NG/TZ/UG/TN/MX/EC/DO/GT/PH/KH/UZ/KG/KZ/IN/BO/CL/MY/IQ/MD/TH/VN/KR/LB/NP/AU/UA/ZA/AZ/AM/PS/GE/CI/VE/MN/GH/BF/CR/BD",null,1,"SuZhou","Δ","Δ","Δ","Δ","Δ","Δ","Δ","Δ","Δ","Δ","Δ","Δ","Δ","Δ","Δ","Δ","Δ","Δ","Δ"]
["Biopsy guide F2-5C","V30141",3100096,"启用","穿刺架F2-5C","Biopsy guide F2-5C",null,"海外/国内","PY/PE/CO/AR/UY/SA/SY/YE/OM/AE/TR/MM/DZ/ET/KE/LY/MU/MA/NG/TZ/UG/TN/MX/EC/DO/GT/PH/KH/UZ/KG/KZ/IN/BO/CL/MY/IQ/MD/TH/VN/KR/LB/NP/AU/UA/ZA/AZ/AM/PS/GE/CI/VE/MN/GH/BF/CR/BD",null,1,"SuZhou","Δ","Δ","Δ","Δ","Δ","Δ","Δ","Δ","Δ","Δ","Δ","Δ","Δ","Δ","Δ","Δ","Δ","Δ","Δ"]
["Biopsy guide G4-9E Steel","V30030",3100101,"启用","穿刺架G4-9E","Biopsy guide G4-9E Steel",null,"海外/国内","PY/PE/CO/AR/UY/SA/SY/YE/OM/AE/TR/MM/DZ/ET/KE/LY/MU/MA/NG/TZ/UG/TN/MX/EC/DO/GT/PH/KH/UZ/KG/KZ/IN/BO/CL/MY/IQ/MD/TH/VN/KR/LB/NP/AU/UA/ZA/AZ/AM/PS/GE/CI/VE/MN/GH/BF/CR/BD",null,1,"SuZhou","X","X","X","X","X","X","X","X","X","X","X","X","X","X","X","X","X","X","X"]
["Biopsy guide G4-9E Steel 21G","V30217",3100211,"启用","穿刺架G4-9E 21G","Biopsy guide G4-9E Steel 21G",null,"海外/国内","PY/PE/CO/AR/UY/SA/SY/YE/OM/AE/TR/MM/DZ/ET/KE/LY/MU/MA/NG/TZ/UG/TN/MX/EC/DO/GT/PH/KH/UZ/KG/KZ/IN/BO/CL/MY/IQ/MD/TH/VN/KR/LB/NP/AU/UA/ZA/AZ/AM/PS/GE/CI/VE/MN/GH/BF/CR/BD",null,1,"SuZhou","X","X","X","X","X","X","X","X","X","X","X","X","X","X","X","X","X","X","X"]
["Biopsy guide G4-9E Steel 14G","V30362",3100250,"启用","穿刺架G4-9E  14G","Biopsy guide G4-9E Steel 14G",null,"海外/国内","PY/PE/CO/AR/UY/SA/SY/YE/OM/AE/TR/MM/DZ/ET/KE/LY/MU/MA/NG/TZ/UG/TN/MX/EC/DO/GT/PH/KH/UZ/KG/KZ/IN/BO/CL/MY/IQ/MD/TH/VN/KR/LB/NP/AU/UA/ZA/AZ/AM/PS/GE/CI/VE/MN/GH/BF/CR/BD",null,1,"SuZhou","X","X","X","X","X","X","X","X","X","X","X","X","X","X","X","X","X","X","X"]
["Biopsy guide F4-9E","V30205",3100188,"启用","穿刺架F4-9E","Biopsy guide F4-9E",null,"海外/国内","PY/PE/CO/AR/UY/SA/SY/YE/OM/AE/TR/MM/DZ/ET/KE/LY/MU/MA/NG/TZ/UG/TN/MX/EC/DO/GT/PH/KH/UZ/KG/KZ/IN/BO/CL/MY/IQ/MD/TH/VN/KR/LB/NP/AU/UA/ZA/AZ/AM/PS/GE/CI/VE/MN/GH/BF/CR/BD",null,1,"SuZhou","Δ","Δ","Δ","Δ","Δ","Δ","Δ","Δ","Δ","Δ","Δ","Δ","Δ","Δ","Δ","Δ","Δ","Δ","Δ"]
["Biopsy guide X6-16L","V30028",3100093,"启用","穿刺架X6-16L","Biopsy guide X6-16L",null,"海外/国内","PY/PE/CO/AR/UY/SA/SY/YE/OM/AE/TR/MM/DZ/ET/KE/LY/MU/MA/NG/TZ/UG/TN/MX/EC/DO/GT/PH/KH/UZ/KG/KZ/IN/BO/CL/MY/IQ/MD/TH/VN/KR/LB/NP/AU/UA/ZA/AZ/AM/PS/GE/CI/VE/MN/GH/BF/CR/BD",null,1,"SuZhou","X","X","X","X","X","X","X","X","X","X","X","X","X","X","X","X","X","X","X"]
["Biopsy guide X4-12L","V30118",3100092,"启用","穿刺架X4-12L","Biopsy guide X4-12L",null,"海外/国内","PY/PE/CO/AR/UY/SA/SY/YE/OM/AE/TR/MM/DZ/ET/KE/LY/MU/MA/NG/TZ/UG/TN/MX/EC/DO/GT/PH/KH/UZ/KG/KZ/IN/BO/CL/MY/IQ/MD/TH/VN/KR/LB/NP/AU/UA/ZA/AZ/AM/PS/GE/CI/VE/MN/GH/BF/CR/BD",null,1,"SuZhou","X","X","X","X","X","X","X","X","X","X","X","X","X","X","X","X","X","X","X"]
["Biopsy guide F4-12L","V30142",3100130,"启用","穿刺架F4-12L","Biopsy guide F4-12L",null,"海外/国内","PY/PE/CO/AR/UY/SA/SY/YE/OM/AE/TR/MM/DZ/ET/KE/LY/MU/MA/NG/TZ/UG/TN/MX/EC/DO/GT/PH/KH/UZ/KG/KZ/IN/BO/CL/MY/IQ/MD/TH/VN/KR/LB/NP/AU/UA/ZA/AZ/AM/PS/GE/CI/VE/MN/GH/BF/CR/BD",null,1,"SuZhou","Δ","Δ","Δ","Δ","Δ","Δ","Δ","Δ","Δ","Δ","Δ","Δ","Δ","Δ","Δ","Δ","Δ","Δ","Δ"]
["Biopsy guide G1-4P","V30119",3100095,"启用","穿刺架G1-4P","Biopsy guide G1-4P",null,"海外/国内","PY/PE/CO/AR/UY/SA/SY/YE/OM/AE/TR/MM/DZ/ET/KE/LY/MU/MA/NG/TZ/UG/TN/MX/EC/DO/GT/PH/KH/UZ/KG/KZ/IN/BO/CL/MY/IQ/MD/TH/VN/KR/LB/NP/AU/UA/ZA/AZ/AM/PS/GE/CI/VE/MN/GH/BF/CR/BD",null,1,"SuZhou","X","X","X","X","X","X","X","X","X","X","X","X","X","X","X","X","X","X","X"]
["Biopsy guide S1-6P","V30120",3100094,"启用","穿刺架S1-6P","Biopsy guide S1-6P",null,"海外/国内","PY/PE/CO/AR/UY/SA/SY/YE/OM/AE/TR/MM/DZ/ET/KE/LY/MU/MA/NG/TZ/UG/TN/MX/EC/DO/GT/PH/KH/UZ/KG/KZ/IN/BO/CL/MY/IQ/MD/TH/VN/KR/LB/NP/AU/UA/ZA/AZ/AM/PS/GE/CI/VE/MN/GH/BF/CR/BD",null,1,"SuZhou","-","-","-","-","-","-","-","-","-","-","-","-","-","-","-","-","-","-","-"]
["Biopsy guide X4-9E","V30522",3100384,"启用","穿刺架 X4-9E","Biopsy guide X4-9E",null,"海外/国内","PY/PE/CO/AR/UY/SA/SY/YE/OM/AE/TR/MM/DZ/ET/KE/LY/MU/MA/NG/TZ/UG/TN/MX/EC/DO/GT/PH/KH/UZ/KG/KZ/IN/BO/CL/MY/IQ/MD/TH/VN/KR/LB/NP/AU/UA/ZA/AZ/AM/PS/GE/CI/VE/MN/GH/BF/CR/BD",null,1,"SuZhou","X","X","X","X","X","X","X","X","X","X","X","X","X","X","X","X","X","X","X"]
["Biopsy guide BP4-9","V30523",3100392,"启用","穿刺架 BP4-9","Biopsy guide BP4-9",null,"海外/国内","PY/PE/CO/AR/UY/SA/SY/YE/OM/AE/TR/MM/DZ/ET/KE/LY/MU/MA/NG/TZ/UG/TN/MX/EC/DO/GT/PH/KH/UZ/KG/KZ/IN/BO/CL/MY/IQ/MD/TH/VN/KR/LB/NP/AU/UA/ZA/AZ/AM/PS/GE/CI/VE/MN/GH/BF/CR/BD",null,1,"SuZhou","X","X","X","X","X","X","X","X","X","X","X","X","X","X","X","X","X","X","X"]
["Biopsy needle guide slot（except for micro convex endocavity array）","V30430",3100252,"启用","穿刺针导槽14G（适用于除了经腔探头穿刺架外其他的金属穿刺架）","Biopsy needle guide slot（except for micro convex endocavity array）",null,"海外/国内","PY/PE/CO/AR/UY/SA/SY/YE/OM/AE/TR/MM/DZ/ET/KE/LY/MU/MA/NG/TZ/UG/TN/MX/EC/DO/GT/PH/KH/UZ/KG/KZ/IN/BO/CL/MY/IQ/MD/TH/VN/KR/LB/NP/AU/UA/ZA/AZ/AM/PS/GE/CI/VE/MN/GH/BF/CR/BD",null,1,"SuZhou","X","X","X","X","X","X","X","X","X","X","X","X","X","X","X","X","X","X","X"]
["Biopsy needle guide slot 22G（except for micro convex endocavity array）","V30650",3100508,"启用","穿刺针导槽22G（适用于除了经腔探头穿刺架外其他的金属穿刺架）","Biopsy needle guide slot（except for micro convex endocavity array）",null,"海外/国内","PY/PE/CO/AR/UY/SA/SY/YE/OM/AE/TR/MM/DZ/ET/KE/LY/MU/MA/NG/TZ/UG/TN/MX/EC/DO/GT/PH/KH/UZ/KG/KZ/IN/BO/CL/MY/IQ/MD/TH/VN/KR/LB/NP/AU/UA/ZA/AZ/AM/PS/GE/CI/VE/MN/GH/BF/CR/BD",null,1,"SuZhou","X","X","X","X","X","X","X","X","X","X","X","X","X","X","X","X","X","X","X"]
["Biopsy needle guide slot 23G（except for micro convex endocavity array）","V30651",3100553,"启用","穿刺针导槽23G（适用于除了经腔探头穿刺架外其他的金属穿刺架）","Biopsy needle guide slot（except for micro convex endocavity array）",null,"海外/国内","PY/PE/CO/AR/UY/SA/SY/YE/OM/AE/TR/MM/DZ/ET/KE/LY/MU/MA/NG/TZ/UG/TN/MX/EC/DO/GT/PH/KH/UZ/KG/KZ/IN/BO/CL/MY/IQ/MD/TH/VN/KR/LB/NP/AU/UA/ZA/AZ/AM/PS/GE/CI/VE/MN/GH/BF/CR/BD",null,1,"SuZhou","X","X","X","X","X","X","X","X","X","X","X","X","X","X","X","X","X","X","X"]
["Biopsy guide S1-6PX","V30653",3100438,"启用","穿刺架S1-6PX","Biopsy guide S1-6PX",null,"海外/国内","PY/PE/CO/AR/UY/SA/SY/YE/OM/AE/TR/MM/DZ/ET/KE/LY/MU/MA/NG/TZ/UG/TN/MX/EC/DO/GT/PH/KH/UZ/KG/KZ/IN/BO/CL/MY/IQ/MD/TH/VN/KR/LB/NP/AU/UA/ZA/AZ/AM/PS/GE/CI/VE/MN/GH/BF/CR/BD",null,1,"SuZhou","-","-","-","-","-","-","-","-","-","-","-","-","-","-","-","-","-","-","-"]
["Biopsy guide X2-6C","V30654",3100454,"启用","穿刺架X2-6C","Biopsy guide X2-6C",null,"海外/国内","PY/PE/CO/AR/UY/SA/SY/YE/OM/AE/TR/MM/DZ/ET/KE/LY/MU/MA/NG/TZ/UG/TN/MX/EC/DO/GT/PH/KH/UZ/KG/KZ/IN/BO/CL/MY/IQ/MD/TH/VN/KR/LB/NP/AU/UA/ZA/AZ/AM/PS/GE/CI/VE/MN/GH/BF/CR/BD",null,1,"SuZhou","X","X","X","X","X","X","X","X","X","X","X","X","X","X","X","X","X","X","X"]
["Biopsy guide S2-9C","V30769","3100473","启用","穿刺架S2-9C","Biopsy guide S2-9C",null,"海外/国内","PY/PE/CO/AR/UY/SA/SY/YE/OM/AE/TR/MM/DZ/ET/KE/LY/MU/MA/NG/TZ/UG/TN/MX/EC/DO/GT/PH/KH/UZ/KG/KZ/IN/BO/CL/MY/IQ/MD/TH/VN/KR/LB/NP/AU/UA/ZA/AZ/AM/PS/GE/CI/VE/MN/GH/BF/CR/BD",null,1,"SuZhou","Δ","Δ","Δ","Δ","Δ","Δ","Δ","Δ","Δ","Δ","Δ","Δ","Δ","Δ","Δ","Δ","Δ","Δ","Δ"]
["Biopsy guide S1-6PV","V30824",3100668,"启用","穿刺架S1-6PV","Biopsy guide S1-6PV",null,"海外/国内","PY/PE/CO/AR/UY/SA/SY/YE/OM/AE/TR/MM/DZ/ET/KE/LY/MU/MA/NG/TZ/UG/TN/MX/EC/DO/GT/PH/KH/UZ/KG/KZ/IN/BO/CL/MY/IQ/MD/TH/VN/KR/LB/NP/AU/UA/ZA/AZ/AM/PS/GE/CI/VE/MN/GH/BF/CR/BD",null,1,"SuZhou","X","X","X","X","X","X","X","X","X","X","X","X","X","X","X","X","X","X","X"]

{"sheet":"ULTIMUS国内配置","index":2,"n_rows":270,"n_cols":46,"rows_kept":270,"cut":false,"hidden":false,"merged":[]}
["EquipmentName",{"$nulls":11},"彩色超声诊断系统部件","数字化彩色超声诊断仪","数字化彩色超声诊断仪","数字化彩色超声诊断仪","数字化彩色超声诊断仪","数字化彩色超声诊断仪","数字化彩色超声诊断仪","数字化彩色超声诊断仪","数字化彩色超声诊断仪","数字化彩色超声诊断仪","数字化彩色超声诊断仪","数字化彩色超声诊断仪","数字化彩色超声诊断仪","数字化彩色超声诊断仪","数字化彩色超声诊断仪","数字化彩色超声诊断仪","数字化彩色超声诊断仪","数字化彩色超声诊断仪","数字化彩色超声诊断仪","数字化彩色超声诊断仪"]
["ProductType",{"$nulls":11},"高端","高端","高端","高端","高端","高端","高端","高端","高端","高端","高端","高端","高端","高端","高端","高端","高端","高端","高端","高端"]
["RegionTypes",{"$nulls":11},"海外/国内","海外/国内","海外/国内","海外/国内","海外/国内","海外/国内","海外/国内","海外/国内","海外/国内","海外/国内","海外/国内","海外/国内","海外/国内","海外/国内","海外/国内","海外/国内","海外/国内","海外/国内","海外/国内","海外/国内"]
["ApplicableCountries",{"$nulls":11},"ALL","ALL","ALL","ALL","ALL","ALL","ALL","ALL","ALL","ALL","ALL","ALL","ALL","ALL","ALL","ALL","ALL","ALL","ALL","ALL"]
["InapplicableCountries"]
["Status",{"$nulls":11},"启用","启用","未发布","启用","启用","启用","启用","启用","未发布","未发布","未发布","未发布","未发布","未发布","未发布","未发布","未发布","未发布","未发布","未发布"]
["City",{"$nulls":11},"SuZhouChangSha","ChangSha/SuZhou","ChangSha/SuZhou","ChangSha/SuZhou","ChangSha/SuZhou","ChangSha/SuZhou","ChangSha/SuZhou","ChangSha/SuZhou","ChangSha","ChangSha","ChangSha","ChangSha","ChangSha","ChangSha","ChangSha","ChangSha","ChangSha","ChangSha","ChangSha","ChangSha"]
["isBareMachine",{"$nulls":11},"是","否","否","否","否","否","否","否","否","否","否","否","否","否","否","否","否","否","否","否"]
["mapperIpn",{"$nulls":11},"9000862/9001002/9000863/9001024/9000865/9001025/9001065"]
["Name","VCode","IPN","Status","ChineseDescription","EnglishDescription","Remark","RegionType","ApplicableCountries","InapplicableCountries","ChinaCategory","shipAddress","ULTIMUS主机套件-CS","ULTIMUS 9E_科研版(VFlash)","ULTIMUS 9E_科研版(URM)","ULTIMUS 9E_旗舰版","ULTIMUS 8P_全身应用版","ULTIMUS 8P_妇产版","ULTIMUS 7P_全身应用版","ULTIMUS 7P_妇产版","ULTIMUS 9P","ULTIMUS 9","ULTIMUS 8E","ULTIMUS 8","ULTIMUS 7E","ULTIMUS 7","ULTIMUS 6E","ULTIMUS 6P","ULTIMUS 6","ULTIMUS 5E","ULTIMUS 5P","ULTIMUS 5"]
["Main Unit"]
["ULTIMUS 9E-system-CHN主机_科研版","V10842",9001001,"未发布","ULTIMUS 9E_科研版(VFlash)","ULTIMUS 9E-system-CHN",null,"国内","CN",null,1,"SuZhou","-","X","-","-","-","-","-","-","-","-","-","-","-","-","-","-","-","-","-","-"]
["ULTIMUS 9E system CHN主机_科研版（URM）\n","V10910",9001064,"未发布","ULTIMUS 9E_科研版(URM)","ULTIMUS-9E-system-CHN",null,"国内","CN",null,1,"SuZhou",null,"-","X","-","-"]
["ULTIMUS 9E-system-CHN主机_旗舰版","V10628",9000387,"未发布","ULTIMUS 9E_旗舰版","ULTIMUS 9E-system-CHN",null,"国内","CN",null,1,"SuZhou","-","-","-","X","-","-","-","-","-","-","-","-","-","-","-","-","-","-","-","-"]
["ULTIMUS-9E-system-CHN-CS_科研版","V10843",9001002,"启用","ULTIMUS 9E_科研版(VFlash)","ULTIMUS-9E-system-CHN-CS",null,"国内","CN",null,1,"ChangSha","-","X","-","-","-","-","-","-","-","-","-","-","-","-","-","-","-","-","-","-"]
["ULTIMUS 9E system CHN主机-CS_科研版（URM）","V10911",9001065,"未发布","ULTIMUS 9E_科研版(URM)","ULTIMUS-9E-system-CHN-CS",null,"国内","CN",null,1,"ChangSha",null,"-","X","-","-"]
["ULTIMUS-9E-system-CHN-CS_旗舰版","V10666",9000862,"启用","ULTIMUS 9E_旗舰版","ULTIMUS-9E-system-CHN-CS",null,"国内","CN",null,1,"ChangSha","-","-","-","X","-","-","-","-","-","-","-","-","-","-","-","-","-","-","-","-"]
[" ULTIMUS 8E-5P-23.8 CHN主机","V10631",9000390,"未发布"," ULTIMUS 8E"," ULTIMUS 8E-5P-23.8 CHN",null,"国内","CN",null,1,"SuZhou","-","-","-","-","-","-","-","-","-","-","X","-","-","-","-","-","-","-","-","-"]
["ULTIMUS-8E-system-CHN-主机","V10668",9000864,"未发布"," ULTIMUS 8E","ULTIMUS-8E-system-CHN-CS",null,"国内","CN",null,1,"ChangSha","-","-","-","-","-","-","-","-","-","-","X","-","-","-","-","-","-","-","-","-"]
["ULTIMUS 8P-5P-23.8 CHN主机_全身应用版","V10629",9000389,"未发布","ULTIMUS 8P_全身应用版","ULTIMUS 8P-5P-23.8 CHN_GI",null,"国内","CN",null,1,"SuZhou","-","-","-","-","X","-","-","-","-","-","-","-","-","-","-","-","-","-","-","-"]
["ULTIMUS 8P system CHN主机_妇产版","V10868",9001022,"未发布","ULTIMUS 8P_妇产版","ULTIMUS 8P-5P-23.8 CHN_OB",null,"国内","CN",null,1,"SuZhou","-","-","-","-","-","X","-","-","-","-","-","-","-","-","-","-","-","-","-","-"]
["ULTIMUS 7P-5P-23.8 CHN主机_全身应用版","V10630",9000392,"未发布","ULTIMUS 7P_全身应用版","ULTIMUS 7P-5P-23.8 CHN_GI",null,"国内","CN",null,1,"SuZhou","-","-","-","-","-","-","X","-","-","-","-","-","-","-","-","-","-","-","-","-"]
["ULTIMUS 7P system CHN主机_妇产版","V10869",9001023,"未发布","ULTIMUS 7P_妇产版","ULTIMUS 7P-5P-23.8 CHN_OB",null,"国内","CN",null,1,"SuZhou","-","-","-","-","-","-","-","X","-","-","-","-","-","-","-","-","-","-","-","-"]
["ULTIMUS-8P-system-CHN-CS_全身应用版","V10667",9000863,"启用","ULTIMUS 8P_全身应用版","ULTIMUS-8P-system-CHN-CS_GI",null,"国内","CN",null,1,"ChangSha","-","-","-","-","X","-","-","-","-","-","-","-","-","-","-","-","-","-","-","-"]
["ULTIMUS 8P system CHN主机-CS_妇产版","V10870",9001024,"启用","ULTIMUS 8P_妇产版","ULTIMUS 8P system CHN-CS_OB",null,"国内","CN",null,1,"ChangSha","-","-","-","-","-","X","-","-","-","-","-","-","-","-","-","-","-","-","-","-"]
["ULTIMUS-7P-system-CHN-CS_全身应用版","V10669",9000865,"启用","ULTIMUS 7P_全身应用版","ULTIMUS-7P-system-CHN-CS_GI",null,"国内","CN",null,1,"ChangSha","-","-","-","-","-","-","X","-","-","-","-","-","-","-","-","-","-","-","-","-"]
["ULTIMUS 7P system CHN主机-CS_妇产版","V10871",9001025,"启用","ULTIMUS 7P_妇产版","ULTIMUS-7P-system-CHN-CS_OB",null,"国内","CN",null,1,"ChangSha","-","-","-","-","-","-","-","X","-","-","-","-","-","-","-","-","-","-","-","-"]
["Tu-G1-C-23.8-主机套件_无ECG版"," V30784",2000443,"停用","ULTIMUS主机套件-CS","Tu-G1-C-23.8",null,"国内","CN",null,1,"SuZhou","-","-","-","-","-","-","-","-","-","-","-","-","-","-","-","-","-","-","-","-"]
["Tu-G1-C-23.8-主机套件-MLP-CS_无ECG版"," V30872",2000528,"启用","ULTIMUS主机套件-CS","Tu-G1-C-23.8",null,"国内","CN",null,1,"SuZhou","X","-","-","-","-","-","-","-","-","-","-","-","-","-","-","-","-","-","-","-"]
[]
[]
[]
["Power cable(select one)"]
["国标交流电源线","V30001",3200038,"启用","国标交流电源线","AC Power Cord CHN",null,"国内","CN",null,1,"ChangSha/SuZhou","X","X","X","X","X","X","X","X","X","X","X","X","X","X","X","X","X","X","X","X"]
[]
[]
["User Manual(select one)"]
["VINNO Ultimus 9_9P_9E_8_8P_8E_7_7P_7E_6_6P_6E_5_5P_5E中文基本用户手册","V30599",8000366,"未发布","VINNO Ultimus 9_9P_9E_8_8P_8E_7_7P_7E_6_6P_6E_5_5P_5E中文基本用户手册_苏州","VINNO ULTIMUS 9_9P_9E_8_8P_8E_7_7P_7E_6_6P_6E_5_5P_5E Basic User Manual_ZH-CN ",null,"国内","CN",null,1,"SuZhou","-","-","-","-","-","-","-","-","-","-","-","-","-","-","-","-","-","-","-","-"]
["VINNO ULTIMUS _9E Basic User Manual_中文基本用户手册_长沙","V30732",8000567,"启用","VINNO ULTIMUS _9E Basic User Manual_中文基本用户手册_长沙","VINNO ULTIMUS _9E Basic User Manual_ZH_CN_CS",null,"国内","CN",null,1,"ChangSha","-","X","X","X","X","X","X","X","X","X","X","X","X","X","X","X","X","X","X","X"]
[]
["*Software"]
["飞依诺ULTIMUS系列超声诊断仪软件V1.0","V30644",8000571,"启用","飞依诺ULTIMUS系列超声诊断仪软件V1.0","VINNO ULTIMUS Series software V1.0",null,"国内","CN",null,2,"ChangSha/SuZhou","X","X","X","X","X","X","X","X","X","X","X","X","X","X","X","X","X","X","X","X"]
[]
["Optional Features"]
["VSpeckle I","V30598",6000257,"停用","I型组织斑点噪声抑制技术","VSpeckle I",null,"海外/国内","ALL",null,2,"ChangSha/SuZhou","-","-","-","-","-","-","-","-","-","-","-","-","-","-","-","-","-","-","-","-"]
["VSpeckle ","V30209",6000087,"启用","组织斑点噪声抑制","VSpeckle ",null,"海外/国内","ALL",null,2,"ChangSha/SuZhou","X","X","X","X","X","X","X","X","X","X","X","X","X","X","X","X","X","X","X","X"]
["VFusion","V30583",6000241,"启用","复合超声成像","VFusion",null,"海外/国内","ALL",null,2,"ChangSha/SuZhou","X","X","X","X","X","X","X","X","X","X","X","X","X","X","X","X","X","X","X","X"]
["Auto optimization","V30584",6000242,"启用","自动优化功能","Auto optimization",null,"海外/国内","ALL",null,2,"ChangSha/SuZhou","X","X","X","X","X","X","X","X","X","X","X","X","X","X","X","X","X","X","X","X"]
["PWD","V30586",6000244,"启用","脉冲多普勒","PWD",null,"海外/国内","ALL",null,2,"ChangSha/SuZhou","X","X","X","X","X","X","X","X","X","X","X","X","X","X","X","X","X","X","X","X"]
["Readzoom","V30590",6000248,"启用","局部放大","Readzoom",null,"海外/国内","ALL",null,2,"ChangSha/SuZhou","X","X","X","X","X","X","X","X","X","X","X","X","X","X","X","X","X","X","X","X"]
["CFI function","V30591",6000249,"启用","彩色多普勒","CFI function",null,"海外/国内","ALL",null,2,"ChangSha/SuZhou","X","X","X","X","X","X","X","X","X","X","X","X","X","X","X","X","X","X","X","X"]
["PDI function","V30592",6000250,"启用","能量多普勒","PDI function",null,"海外/国内","ALL",null,2,"ChangSha/SuZhou","X","X","X","X","X","X","X","X","X","X","X","X","X","X","X","X","X","X","X","X"]
["CF Velocity Profile","V30593",6000251,"启用","血流速度分布图","CF Velocity Profile",null,"海外/国内","ALL",null,2,"ChangSha/SuZhou","X","X","X","X","X","X","X","X","X","X","X","X","X","X","X","X","X","X","X","X"]
["advanced CFI","V30594",6000252,"启用","高灵敏度彩色多普勒","advanced CFI",null,"海外/国内","ALL",null,2,"ChangSha/SuZhou","X","X","X","X","X","X","X","X","X","X","X","X","X","X","X","X","X","X","X","X"]
["B/Color steer","V30595",6000253,"启用","灰阶与彩色独立偏转","B/Color steer",null,"海外/国内","ALL",null,2,"ChangSha/SuZhou","X","X","X","X","X","X","X","X","X","X","X","X","X","X","X","X","X","X","X","X"]
["Image Clipboard","V30597",6000255,"启用","图像剪贴板功能","Image Clipboard",null,"海外/国内","ALL",null,2,"ChangSha/SuZhou","X","X","X","X","X","X","X","X","X","X","X","X","X","X","X","X","X","X","X","X"]
["VTissue","V30041",3200487,"启用","组织速度特征成像","VTissue",null,"海外/国内","ALL",null,2,"ChangSha/SuZhou","X","X","X","X","X","X","X","X","X","X","X","X","X","X","X","X","X","X","X","X"]
["Easy Compare","V30063",6000028,"启用","记忆追踪对比技术","Easy Compare",null,"海外/国内","ALL",null,2,"ChangSha/SuZhou","X","X","X","X","X","X","X","X","X","X","X","X","X","X","X","X","X","X","X","X"]
["Duplex/Triplex 2D/Color/PW","V30081",6000035,"启用","二同步/三同步图像显示","Duplex/Triplex 2D/Color/PW",null,"海外/国内","ALL",null,2,"ChangSha/SuZhou","X","X","X","X","X","X","X","X","X","X","X","X","X","X","X","X","X","X","X","X"]
["CWD","V30051",6000016,"启用","连续多普勒","CWD",null,"海外/国内","ALL",null,2,"ChangSha/SuZhou","X","X","X","X","X","X","X","X","X","X","X","X","X","X","X","X","X","X","X","X"]
["FULL screen","V30310",6000143,"启用","全屏显示","FULL screen",null,"海外/国内","ALL",null,2,"ChangSha/SuZhou","X","X","X","X","X","X","X","X","X","X","X","X","X","X","X","X","X","X","X","X"]
["Smart Touch Zoom","V30175",6000067,"启用","图像触摸屏缩放操作模式","Smart Touch Zoom",null,"海外/国内","ALL",null,2,"ChangSha/SuZhou","Δ","Δ","Δ","Δ","Δ","Δ","Δ","Δ","Δ","Δ","Δ","Δ","Δ","Δ","Δ","Δ","Δ","Δ","Δ","Δ"]
["B+CF simultaneously ","V30064",6000029,"启用","灰阶与彩色双幅显示","B+CF simultaneously ",null,"海外/国内","ALL",null,2,"ChangSha/SuZhou","X","X","X","X","X","X","X","X","X","X","X","X","X","X","X","X","X","X","X","X"]
["TView ","V30052",6000017,"启用","梯形成像","TView ",null,"海外/国内","ALL",null,2,"ChangSha/SuZhou","X","X","X","X","X","X","X","X","X","X","X","X","X","X","X","X","X","X","X","X"]
["Pview","V30031",3200470,"启用","宽景成像","Pview",null,"海外/国内","ALL",null,2,"ChangSha/SuZhou","X","X","X","X","X","X","X","X","X","X","X","X","X","X","X","X","X","X","X","X"]
["MAM (multi angle M mode)","V30021",6000008,"启用","全方位M型","MAM (multi angle M mode)",null,"海外/国内","ALL",null,2,"ChangSha/SuZhou","X","X","X","X","X","X","X","X","X","X","X","X","X","X","X","X","X","X","X","X"]
["Curve M Mode","V30596",6000254,"启用","曲线解剖M型","Curve M Mode",null,"海外/国内","ALL",null,2,"ChangSha/SuZhou","X","X","X","X","X","X","X","X","X","X","X","X","X","X","X","X","X","X","X","X"]
["Color M mode","V30061",6000026,"启用","彩色M型","Color M mode",null,"海外/国内","ALL",null,2,"ChangSha/SuZhou","X","X","X","X","X","X","X","X","X","X","X","X","X","X","X","X","X","X","X","X"]
["Tissue Doppler (TD)","V30065",6000030,"启用","组织多普勒","Tissue Doppler (TD)",null,"海外/国内","ALL",null,2,"ChangSha/SuZhou","X","X","X","X","X","X","X","X","X","X","X","X","X","X","X","X","X","X","X","X"]
["Tissue Velocity Imaging (TVI)","V30036",3200475,"启用","组织速度成像","Tissue Velocity Imaging (TVI)",null,"海外/国内","ALL",null,2,"ChangSha/SuZhou","X","X","X","X","X","X","X","X","X","X","X","X","X","X","X","X","X","X","X","X"]
["Tissue Velocity M-mode (TVM)","V30039",3200483,"启用","组织速度M型","Tissue Velocity M-mode (TVM)",null,"海外/国内","ALL",null,2,"ChangSha/SuZhou","X","X","X","X","X","X","X","X","X","X","X","X","X","X","X","X","X","X","X","X"]
["Tissue Power Imaging (TPI)","V30170",6000069,"启用","组织多普勒能量图","Tissue Power Imaging (TPI)",null,"海外/国内","ALL",null,2,"ChangSha/SuZhou","X","X","X","X","X","X","X","X","X","X","X","X","X","O","O","O","O","O","O","O"]
["Auto IMT","V30033",3200472,"启用","颈动脉内中膜自动测量","Auto IMT",null,"海外/国内","ALL",null,2,"ChangSha/SuZhou","X","X","X","X","X","X","X","X","X","X","X","X","X","X","X","X","X","X","X","X"]
["Auto EF","V30149",6000062,"启用","左心室射血分数自动测量包","Auto EF",null,"海外/国内","ALL",null,2,"ChangSha/SuZhou","X","X","X","X","X","X","X","X","X","X","X","X","X","X","X","X","X","X","X","X"]
["Auto OB","V30171",6000070,"启用","产科自动测量","Auto OB",null,"海外/国内","ALL",null,2,"ChangSha/SuZhou","X","X","X","X","X","X","X","X","X","X","X","X","X","X","X","X","X","X","X","X"]
["Auto Bladder","V30172",6000071,"启用","膀胱自动测量","Auto Bladder",null,"海外/国内","ALL",null,2,"ChangSha/SuZhou","X","X","X","X","X","X","X","X","X","X","X","X","X","X","X","X","X","X","X","X"]
["Elastic imaging","V30053",6000018,"启用","Elastic imaging压力式弹性成像","Elastic imaging",null,"海外/国内","ALL",null,2,"ChangSha/SuZhou","X","X","X","X","X","X","X","X","X","X","X","X","X","X","X","X","X","X","X","X"]
["Contrast imaging","V30054",6000019,"启用","CBI微泡造影成像","Contrast imaging",null,"海外/国内","ALL",null,2,"ChangSha/SuZhou","X","X","X","X","X","X","O","O","X","X","X","X","X","X","X","X","X","X","X","X"]
["vFlash","V30176",6000072,"启用","声动力成像","vFlash",null,"海外/国内","ALL",null,2,"ChangSha/SuZhou","O","X","O","O","-","-","-","-","O","O","O","-","-","-","-","-","-","-","-","-"]
["Needle enhancement","V30080",6000034,"启用","穿刺增强","Needle enhancement",null,"海外/国内","ALL",null,2,"ChangSha/SuZhou","O","X","X","X","X","X","X","X","O","O","O","X","X","O","O","O","O","O","O","O"]
["SGC","V30107",6000050,"启用","扫描增益补偿","SGC",null,"海外/国内","ALL",null,2,"ChangSha/SuZhou","X","X","X","X","X","X","X","X","X","X","X","X","X","X","X","X","X","X","X","X"]
["Tutorials","V30195",6000079,"启用","超声教学功能","Tutorials",null,"海外/国内","ALL",null,2,"ChangSha/SuZhou","X","X","X","X","X","X","X","X","X","X","X","X","X","X","X","X","X","X","X","X"]
["AMAS( Automatic measurement of Arterial stiffness ) ","V30354",6000167,"启用","整体动脉僵硬度自动测量系统","AMAS( Automatic measurement of Arterial stiffness )",null,"海外/国内","ALL",null,2,"ChangSha/SuZhou","O","O","O","O","O","O","O","O","O","O","O","O","O","O","O","O","O","O","O","O"]
["Stress Echo","V30211",6000089,"启用","负荷成像","Stress Echo",null,"海外/国内","ALL",null,2,"ChangSha/SuZhou","X","X","X","X","X","X","X","X","X","X","X","X","X","X","X","X","X","X","X","X"]
["2D auto follicle","V30212",6000090,"启用","二维卵泡自动测量","2D auto follicle",null,"海外/国内","ALL",null,2,"ChangSha/SuZhou","x","x","x","x","X","X","X","X","x","x","x","X","X","x","x","x","x","x","x","x"]
["HSG","V30215",6000092,"启用","输卵管容积造影","HSG",null,"海外/国内","ALL",null,2,"ChangSha/SuZhou","-","-","-","-","-","-","-","-","-","-","-","-","-","-","-","-","-","-","-","-"]
["VINNO   Cardiac Quantification","V30291",6000101,"启用","辅助诊疗功能","VINNO   Cardiac Quantification",null,"海外/国内","ALL",null,2,"ChangSha/SuZhou","O","O","O","O","O","O","X","O","O","O","O","O","O","O","O","O","O","O","O","O"]
["Zone Imaging","V30303",6000132,"启用","全御相关成像","Zone Imaging",null,"海外/国内","ALL",null,2,"ChangSha/SuZhou","Δ","Δ","Δ","Δ","Δ","Δ","Δ","Δ","X","X","X","Δ","Δ","X","X","X","X","X","X","X"]
[" VFlow","V30355",6000168,"启用","高灵敏度血流"," VFlow",null,"海外/国内","ALL",null,2,"ChangSha/SuZhou","X","X","X","X","X","X","X","X","X","X","X","X","X","X","X","X","X","X","X","X"]
["Strain Imaging","V30356",6000169,"启用","应变成像","Strain Imaging",null,"海外/国内","ALL",null,2,"ChangSha/SuZhou","X","X","X","X","X","O","O","O","X","X","X","O","O","X","X","X","X","X","X","X"]
["VAid (Real-time Auto Breast Lesion Detection)","V30357",6000170,"启用","乳腺自动检测分析","VAid (Real-time Auto Breast Lesion Detection)",null,"海外/国内","ALL",null,2,"ChangSha/SuZhou","O","X","X","X","X","X","X","X","O","O","O","X","X","O","O","O","O","O","O","O"]
["VReport","V30363",6000173,"启用","VReport（软件）","VReport",null,"海外/国内","ALL",null,2,"ChangSha/SuZhou","O","O","O","O","O","O","O","O","O","O","O","X","X","O","O","O","O","O","O","O"]
["VSPORT","V30386",6000177,"启用","运动版","VSPORT",null,"海外/国内","ALL",null,2,"ChangSha/SuZhou","-","-","-","-","-","-","-","-","-","-","-","-","-","-","-","-","-","-","-","-"]
["Emergency","V30463",6000186,"启用","急诊包","Emergency",null,"海外/国内","ALL",null,2,"ChangSha/SuZhou","-","-","-","-","-","-","-","-","-","-","-","-","-","-","-","-","-","-","-","-"]
["Nephrology","V30464",6000187,"启用","肾内（血管通路）包","Nephrology",null,"海外/国内","ALL",null,2,"ChangSha/SuZhou","-","-","-","-","-","-","-","-","-","-","-","-","-","-","-","-","-","-","-","-"]
["ICU","V30465",6000188,"启用","重症包","ICU",null,"海外/国内","ALL",null,2,"ChangSha/SuZhou","-","-","-","-","-","-","-","-","-","-","-","-","-","-","-","-","-","-","-","-"]
["anesthesia package","V30419",6000182,"启用","神经麻醉包","anesthesia package",null,"海外/国内","ALL",null,2,"ChangSha/SuZhou","-","-","-","-","-","-","-","-","-","-","-","-","-","-","-","-","-","-","-","-"]
["MSK package","V30361",6000172,"启用","MSK包","MSK package",null,"海外/国内","ALL",null,2,"ChangSha/SuZhou","-","-","-","-","-","-","-","-","-","-","-","-","-","-","-","-","-","-","-","-"]
["Remote Examination","V30420",6000183,"启用","远程考核","Remote Examination",null,"海外/国内","ALL",null,2,"ChangSha/SuZhou","X","X","X","X","X","X","X","X","X","X","X","X","X","X","X","X","X","X","X","X"]
["Shear Wave Imaging(VShear)","V30494",6000190,"启用","剪切波弹性成像(VShear)","shear wave imaging",null,"海外/国内","ALL",null,2,"ChangSha/SuZhou","O","X","X","X","X","O","O","O","O","O","O","O","O","O","O","O","O","O","O","O"]
["VLuminous Flow","V30495",6000191,"启用","立体血流","VLuminous Flow",null,"海外/国内","ALL",null,2,"ChangSha/SuZhou","X","X","X","X","X","X","X","X","X","X","X","X","X","X","X","X","X","X","X","X"]
["Live IMT","V30496",6000192,"启用","实时IMT","Live IMT",null,"海外/国内","ALL",null,2,"ChangSha/SuZhou","X","X","X","X","X","X","X","X","X","X","X","X","X","X","X","X","X","X","X","X"]
["VAim for OB","V30497",6000193,"启用","VAim:产科自动测量","VAim for OB",null,"海外/国内","ALL",null,2,"ChangSha/SuZhou","X","X","X","X","X","X","X","X","X","X","X","X","X","X","X","X","X","X","X","X"]
["VAim for HIP","V30498",6000194,"启用","VAim:小儿髋关节自动测量","VAim for HIP",null,"海外/国内","ALL",null,2,"ChangSha/SuZhou","X","X","X","X","X","X","X","X","X","X","X","X","X","X","X","X","X","X","X","X"]
["VAim for Follicle","V30499",6000195,"启用","VAim:卵泡自动测量","VAim for Follicle",null,"海外/国内","ALL",null,2,"ChangSha/SuZhou","X","X","X","X","X","X","X","X","X","X","X","X","X","X","X","X","X","X","X","X"]
["VAim for Pelvic","V30500",6000196,"启用","VAim:盆底脱垂自动测量","VAim for Pelvic",null,"海外/国内","ALL",null,2,"ChangSha/SuZhou","X","X","X","X","X","X","X","X","X","X","X","X","X","X","X","X","X","X","X","X"]
["VAim for LEVA(3D)","V30501",6000197,"启用","VAim:3D盆底肛提肌裂孔自动测量","VAim for LEVA(3D)",null,"海外/国内","ALL",null,2,"ChangSha/SuZhou","X","X","X","X","X","X","O","O","X","X","X","X","X","X","X","X","X","X","X","X"]
["Customized Auto Workflow(VWork)","V30502",6000198,"启用","自定义工作流","Customized auto workflow",null,"海外/国内","ALL",null,2,"ChangSha/SuZhou","X","X","X","X","X","X","X","X","X","X","X","X","X","X","X","X","X","X","X","X"]
["Auto Flow Volume","V30531",6000205,"启用","血流量自动测量","Auto Flow Volume",null,"海外/国内","ALL",null,2,"ChangSha/SuZhou","O","O","O","O","O","O","O","O","O","O","O","O","O","O","O","O","O","O","O","O"]
["Cardiac Guide","V30554",6000217,"启用","心脏AI导航","Cardiac Guide",null,"海外/国内","ALL",null,2,"ChangSha/SuZhou","-","-","-","-","-","-","-","-","-","-","-","-","-","-","-","-","-","-","-","-"]
["lung ai","V30559",6000221,"启用","智能肺超","lung ai",null,"海外/国内","ALL",null,2,"ChangSha/SuZhou","-","-","-","-","-","-","-","-","-","-","-","-","-","-","-","-","-","-","-","-"]
["Ultra Fast Tissue imaging","V30613",6000271,"未发布","超快组织成像技术","Ultra Fast Tissue imaging",null,"海外/国内","ALL",null,2,"ChangSha/SuZhou","X","X","X","X","X","X","X","X","X","X","X","X","X","X","X","X","X","X","X","X"]
["Ultra Fast CF imaging","V30614",6000272,"未发布","超快血流成像技术\n","Ultra Fast CF imaging",null,"海外/国内","ALL",null,2,"ChangSha/SuZhou","X","X","X","X","X","X","X","X","X","X","X","X","X","X","X","X","X","X","X","X"]
["SMF(Super Micro Flow)","V30615",6000273,"启用","超微细血流成像","SMF(Super Micro Flow)",null,"海外/国内","ALL",null,2,"ChangSha/SuZhou","X","X","X","X","O","O","O","O","X","X","X","-","-","-","-","-","-","-","-","-"]
["VAid Liver","V30616",6000274,"启用","肝脏自动检测分析","VAid Liver",null,"海外/国内","ALL",null,2,"ChangSha/SuZhou","X","X","X","X","X","O","X","O","O","O","O","O","O","O","O","O","O","O","O","O"]
["VAid Thyroid","V30617",6000275,"启用","甲状腺自动检测分析","VAid Thyroid",null,"海外/国内","ALL",null,2,"ChangSha/SuZhou","X","X","X","X","X","O","X","O","O","O","O","O","O","-","-","-","-","-","-","-"]
["Liver Guide","V30618",6000276,"启用","腹部肝脏导航","Liver Guide",null,"海外/国内","ALL",null,2,"ChangSha/SuZhou","-","-","-","-","-","-","-","-","-","-","-","-","-","-","-","-","-","-","-","-"]
["CBI+","V30621",6000279,"启用","超快造影","CBI uFR ",null,"海外/国内","ALL",null,2,"ChangSha/SuZhou","X","X","X","X","O","O","-","-","O","O","O","Δ","Δ","O","O","O","O","O","O","O"]
["VShear+","V30622",6000280,"未发布"," VShear+ 超快剪切波弹性成像","Ultra frame VShear+",null,"海外/国内","ALL",null,2,"ChangSha/SuZhou","Δ","Δ","Δ","Δ","Δ","Δ","Δ","Δ","-","-","-","-","-","-","-","-","-","-","-","-"]
["PWV+","V30623",6000281,"启用"," PWV+超快脉搏波定量分析技术","Ultra frame PWV+",null,"海外/国内","ALL",null,2,"ChangSha/SuZhou","O","O","O","O","O","O","O","O","O","O","O","O","O","O","O","O","O","O","O","O"]
["Multi Doppler","V30624",6000282,"启用","多门多普勒","Multi Doppler",null,"海外/国内","ALL",null,2,"ChangSha/SuZhou","X","X","X","X","X","O","O","O","O","O","O","O","O","O","O","O","O","O","O","O"]
["AAS(Adaptive Acoustic Speed)","V30625",6000283,"启用","声速自适应技术","AAS(Adaptive Acoustic Speed)",null,"海外/国内","ALL",null,2,"ChangSha/SuZhou","X","X","X","X","X","X","X","X","O","O","O","X","X","O","O","O","O","O","O","O"]
["Tissue Boost ","V30626",6000284,"启用","组织自适应成像","Tissue boost",null,"海外/国内","ALL",null,2,"ChangSha/SuZhou","X","X","X","X","X","X","X","X","O","O","O","X","X","O","O","O","O","O","O","O"]
["MCP(Micro Contrast Perfusion)","V30712",6000291,"停用","微血管造影增强成像","MCP(Micro Contrast Perfusion)",null,"海外/国内","ALL",null,2,"ChangSha/SuZhou","-","X","X","X","O","O","O","O","-","-","-","-","-","-","-","-","-","-","-","-"]
["Angle Free Flow","V30713",6000292,"未发布","血流自适应成像","Angle Free Flow",null,"海外/国内","ALL",null,2,"ChangSha/SuZhou","-",null,null,null,"-","-","-","-",null,null,null,"-","-","-","-","-","-","-","-","-"]
["Research Access","V30714 ",6000293,"启用","原始科研数据导出","Research Access",null,"海外/国内","ALL",null,2,"ChangSha/SuZhou","O","X","X","O","O","O","O","O","O","O","O","O","O","-","-","-","-","-","-","-"]
["VMind  OB(simple)","V30715",6000294,"启用","OB测量包","VMind  OB(simple)",null,"海外/国内","ALL",null,2,"ChangSha/SuZhou","O","X","X","X","O","X","O","X","O","O","O","O","O","-","-","-","-","-","-","-"]
["VMind OB(Professional)","V30716",6000295,"未发布","OB测量包（专业版）","VMind OB(Professional)",null,"海外/国内","ALL",null,2,"ChangSha/SuZhou","Δ","Δ","Δ","Δ","Δ","Δ","Δ","Δ","O","O","O","Δ","Δ","-","-","-","-","-","-","-"]
["ECG Function","V30786",6000321,"启用","ECG 软件功能","ECG Function",null,"海外/国内","ALL",null,2,"ChangSha/SuZhou","O","X","X","X","-","-","-","-","-","-","-","-","-","-","-","-","-","-","-","-"]
["URM（超分辨显微成像）","V30842",6000333,"启用","超分辨显微成像","URM",null,"海外/国内","ALL",null,2,"ChangSha/SuZhou","X","-","X","-","-","-","-","-","-","-","-","-","-","-","-","-","-","-","-","-"]
[]
[]
["3D imaging","V30135",6000057,"启用","三维成像","3D imaging",null,"海外/国内","ALL",null,2,"ChangSha/SuZhou","X","X","X","X","X","X","X","X","X","X","X","X","X","X","X","X","X","X","X","X"]
["Real-time grayscale 4D","V30066",6000031,"启用","实时灰阶四维","Real-time grayscale 4D",null,"海外/国内","ALL",null,2,"ChangSha/SuZhou","X","X","X","X","X","X","X","X","X","X","X","X","X","X","X","X","X","X","X","X"]
["Tomographic display (Mcut)","V30067",6000032,"启用","超声断层成像","Tomographic display (Mcut)",null,"海外/国内","ALL",null,2,"ChangSha/SuZhou","X","X","X","X","O","X","O","O","X","X","X","X","X","X","X","X","X","X","X","X"]
["Parameter adjustable after freeze","V30368",6000176,"启用","冻结后调节参数","Parameter adjustable after freeze",null,"海外/国内","ALL",null,2,"ChangSha/SuZhou","X","X","X","X","X","X","X","X","X","X","X","X","X","X","X","X","X","X","X","X"]
["HQ (High Quality) 3D/4D","V30035",3200474,"启用","羊膜腔镜成像技术","HQ (High Quality) 3D/4D",null,"海外/国内","ALL",null,2,"ChangSha/SuZhou","X","X","X","X","O","X","O","O","X","X","X","X","X","X","X","X","X","X","X","X"]
["Spatio Temporal Image Correlation (STIC)（自研）","V30787",6000323,"启用","时间空间相关成像","Spatio Temporal Image Correlation (STIC)",null,"海外/国内","ALL",null,2,"ChangSha/SuZhou","Δ","Δ","Δ","Δ","Δ","Δ","Δ","Δ","Δ","Δ","Δ","Δ","Δ","Δ","Δ","Δ","Δ","Δ","Δ","Δ"]
["Auto NT","V30040",3200484,"启用","自动颈项透明层测量","Auto NT",null,"海外/国内","ALL",null,2,"ChangSha/SuZhou","X","X","X","X","X","X","X","X","X","X","X","X","X","X","X","X","X","X","X","X"]
["Auto IT measure","V30503",6000199,"启用","自动IT(颅内透明层)测量","Auto IT",null,"海外/国内","ALL",null,2,"ChangSha/SuZhou","X","X","X","X","X","X","X","X","X","X","X","X","X","X","X","X","X","X","X","X"]
["Inversion mode","V30057",6000022,"启用","灰阶反转模式","Inversion mode",null,"海外/国内","ALL",null,2,"ChangSha/SuZhou","X","X","X","X","X","X","X","X","X","X","X","X","X","X","X","X","X","X","X","X"]
["Magic cut","V30058",6000023,"启用","魔术刀","Magic cut",null,"海外/国内","ALL",null,2,"ChangSha/SuZhou","X","X","X","X","O","X","O","O","X","X","X","O","O","X","X","X","X","X","X","X"]
["Smart touch panel 3D/4D operation","V30059",6000024,"启用","智能三维/四维触摸屏操作模式","Smart touch panel 3D/4D operation",null,"海外/国内","ALL",null,2,"ChangSha/SuZhou","X","X","X","X","X","X","X","X","X","X","X","X","X","X","X","X","X","X","X","X"]
["Free view","V30060",6000025,"启用","容积超声断层成像","Free view",null,"海外/国内","ALL",null,2,"ChangSha/SuZhou","X","X","X","X","O","X","O","O","X","X","X","O","O","X","X","X","X","X","X","X"]
["Smart 3D Volume Calculation","V30177",6000073,"启用","智能三维容积计算","Smart 3D Volume Calculation",null,"海外/国内","ALL",null,2,"ChangSha/SuZhou","O","O","O","O","O","X","O","O","O","O","O","O","O","O","O","O","O","O","O","O"]
["Free 3D","V30178",6000074,"启用","自由臂3D","Free 3D",null,"海外/国内","ALL",null,2,"ChangSha/SuZhou","O","X","X","X","X","X","X","X","O","O","O","X","X","O","O","O","O","O","O","O"]
["3D auto follicle","V30213",6000091,"启用","三维卵泡自动测量","3D auto follicle",null,"海外/国内","ALL",null,2,"ChangSha/SuZhou","O","X","X","X","O","X","O","O","O","O","O","O","O","O","O","O","O","O","O","O"]
["4D HQ Silhouette mode","V30358",6000171,"启用","HQ剪影模式","4D HQ Silhouette mode",null,"海外/国内","ALL",null,2,"ChangSha/SuZhou","X","X","X","X","O","X","O","O","X","X","X","O","O","X","X","X","X","X","X","X"]
["Niche View","V30439",6000185,"启用","壁龛成像","Niche View",null,"海外/国内","ALL",null,2,"ChangSha/SuZhou","X","X","X","X","X","X","X","X","X","X","X","X","X","X","X","X","X","X","X","X"]
["Export 3D data for 3D printer","V30504",6000200,"启用","导出3D打印数据","Export 3D data for 3D printer",null,"海外/国内","ALL",null,2,"ChangSha/SuZhou","X","X","X","X","O","X","O","O","X","X","X","O","O","X","X","X","X","X","X","X"]
["Auto Levator Ani","V30505",6000201,"启用","3D盆底肛提肌裂孔自动测量","Auto Levator Ani",null,"海外/国内","ALL",null,2,"ChangSha/SuZhou","X","X","X","X","X","X","X","X","X","X","X","X","X","X","X","X","X","X","X","X"]
["3D Smart Face","V30506",6000202,"启用","智能胎儿面部成像","3D Smart Face",null,"海外/国内","ALL",null,2,"ChangSha/SuZhou","X","X","X","X","O","X","O","O","X","X","X","O","O","X","X","X","X","X","X","X"]
["VNavIn","V30552",6000216,"启用","超声3D内视渲染技术","VNavIn 3D",null,"海外/国内","ALL",null,2,"ChangSha/SuZhou","X","X","X","X","X","X","O","O","X","X","X","X","X","X","X","X","X","X","X","X"]
["Vinno Fetal Heart Guide","V30627",6000285,"未发布","胎心导航","Vinno Fetal Heart Guide",null,"海外/国内","ALL",null,2,"ChangSha/SuZhou","-","-","-","-","-","-","-","-","-","-","-","-","-","-","-","-","-","-","-","-"]
["Light Lab","V30628",6000286,"启用","Light Lab胎儿多光源渲染成像","Light Lab",null,"海外/国内","ALL",null,2,"ChangSha/SuZhou","O","O","O","O","O","X","O","O","O","O","X","O","O","O","O","O","O","O","O","O"]
["Color 3D","V30723",6000296,"启用","三维焕流成像","Color 3D",null,"海外/国内","ALL",null,2,"ChangSha/SuZhou","O","O","O","O","O","X","O","O","O","O","X","O","O","-","-","-","-","-","-","-"]
[]
[]
["Transfer image to FTP server","V30087",6000044,"启用","传输影像至FTP服务器","Transfer image to FTP server",null,"海外/国内","ALL",null,2,"ChangSha/SuZhou","Δ","X","X","X","X","X","X","X","X","X","X","X","X","Δ","Δ","Δ","Δ","Δ","Δ","Δ"]
["RF data export","V30088",6000045,"启用","RF元数据导出","RF data export",null,"海外/国内","ALL",null,2,"ChangSha/SuZhou","Δ","-","-","O","O","O","O","O","O","O","O","O","O","Δ","Δ","Δ","Δ","Δ","Δ","Δ"]
["DICOM3.0基础功能","V30038",3200478,"启用","DICOM3.0基础功能（导出与存储，打印,列表）","DICOM export and storage, printer, worklist",null,"海外/国内","ALL",null,2,"ChangSha/SuZhou","-","-","-","-","-","-","-","-","-","-","-","-","-","-","-","-","-","-","-","-"]
["DICOM3.0基础功能","V30359",3201201,"启用","DICOM3.0基础功能","DICOM export and storage, ",null,"海外/国内","ALL",null,2,"ChangSha/SuZhou","X","X","X","X","X","X","X","X","X","X","X","X","X","X","X","X","X","X","X","X"]
["DICOM3.0接口","V30360",3201203,"启用","DICOM3.0接口","DICOM printer/ worklist",null,"海外/国内","ALL",null,2,"ChangSha/SuZhou","X","X","X","X","X","X","X","X","X","X","X","X","X","X","X","X","X","X","X","X"]
["LAN","V30600",6000258,"启用","网络连接口","LAN",null,"海外/国内","ALL",null,2,"ChangSha/SuZhou","X","X","X","X","X","X","X","X","X","X","X","X","X","X","X","X","X","X","X","X"]
["Network storage and printing","V30601",6000259,"启用","网络存储与网络打印","Network storage and printing",null,"海外/国内","ALL",null,2,"ChangSha/SuZhou","X","X","X","X","X","X","X","X","X","X","X","X","X","X","X","X","X","X","X","X"]
["Support Mobile data transmission via Bluetooth and E-Mail","V30602",6000260,"启用","支持蓝牙和邮件发送数据","Support Mobile data transmission via Bluetooth and E-Mail",null,"海外/国内","ALL",null,2,"ChangSha/SuZhou","X","X","X","X","X","X","X","X","X","X","X","X","X","X","X","X","X","X","X","X"]
["Patient database","V30603",6000261,"启用","病人数据管理","Patient database",null,"海外/国内","ALL",null,2,"ChangSha/SuZhou","X","X","X","X","X","X","X","X","X","X","X","X","X","X","X","X","X","X","X","X"]
["Quick store","V30604",6000262,"启用","快速存储","Quick store",null,"海外/国内","ALL",null,2,"ChangSha/SuZhou","X","X","X","X","X","X","X","X","X","X","X","X","X","X","X","X","X","X","X","X"]
["Auto trace in PW","V30605",6000263,"启用","频谱自动跟踪测量","Auto trace in PW",null,"海外/国内","ALL",null,2,"ChangSha/SuZhou","X","X","X","X","X","X","X","X","X","X","X","X","X","X","X","X","X","X","X","X"]
["Vascular calculations","V30606",6000264,"启用","血管测量包","Vascular calculations",null,"海外/国内","ALL",null,2,"ChangSha/SuZhou","X","X","X","X","X","X","X","X","X","X","X","X","X","X","X","X","X","X","X","X"]
["Cardiac calculations","V30607",6000265,"启用","心脏测量包","Cardiac calculations",null,"海外/国内","ALL",null,2,"ChangSha/SuZhou","X","X","X","X","X","X","X","X","X","X","X","X","X","X","X","X","X","X","X","X"]
["OB calculations and tables","V30608",6000266,"启用","产科计算包及胎儿生长曲线表","OB calculations and tables",null,"海外/国内","ALL",null,2,"ChangSha/SuZhou","X","X","X","X","X","X","X","X","X","X","X","X","X","X","X","X","X","X","X","X"]
["Gynecological calculations","V30609",6000267,"启用","妇科计算包","Gynecological calculations",null,"海外/国内","ALL",null,2,"ChangSha/SuZhou","X","X","X","X","X","X","X","X","X","X","X","X","X","X","X","X","X","X","X","X"]
["Urological calculations","V30610",6000268,"启用","泌尿科计算包","Urological calculations",null,"海外/国内","ALL",null,2,"ChangSha/SuZhou","X","X","X","X","X","X","X","X","X","X","X","X","X","X","X","X","X","X","X","X"]
["Renal calculations","V30611",6000269,"启用","肾脏计算包","Renal calculations",null,"海外/国内","ALL",null,2,"ChangSha/SuZhou","X","X","X","X","X","X","X","X","X","X","X","X","X","X","X","X","X","X","X","X"]
["Volume calculations","V30612",6000270,"启用","容积计算包","Volume calculations",null,"海外/国内","ALL",null,2,"ChangSha/SuZhou","X","X","X","X","X","X","X","X","X","X","X","X","X","X","X","X","X","X","X","X"]
[]
["Optional peripherals"]
["抗干扰电源滤波器组件_万能插座","V30390","1000531-2","启用","抗干扰电源滤波器组件_万能插座","Power Filter",null,"海外/国内","ALL",null,1,"ChangSha/SuZhou","X","X","X","X","X","X","X","X","X","X","X","X","X","X","X","X","X","X","X","X"]
["VCloud interface","V30173",6000075,"启用","远程传输接口","VCloud interface",null,"海外/国内","ALL",null,2,"ChangSha/SuZhou","X","X","X","X","X","X","X","X","X","X","X","X","X","X","X","X","X","X","X","X"]
["VGuide","V30214",1000492,"启用","微磁引导(含磁化器+体模)","VGuide",null,"海外/国内","ALL",null,2,"ChangSha/SuZhou","-","-","-","-","-","-","-","-","-","-","-","-","-","-","-","-","-","-","-","-"]
["DVI_24+5公转VGA母转接头","V30550",3201746,"启用","DVI转VGA转换器套件","DVI to VGA converter",null,"国内","CN",null,1,"ChangSha/SuZhou","O","O","O","O","O","O","O","O","O","O","O","O","O","O","O","O","O","O","O","O"]
["USB single button foot switch ","V30083",3200608,"启用","USB单踏脚踏开关","USB single button foot switch ",null,"海外/国内","ALL",null,1,"ChangSha/SuZhou","-","-","-","-","-","-","-","-","-","-","-","-","-","-","-","-","-","-","-","-"]
["USB double button foot switch","V30084",3200609,"启用","USB双踏脚踏开关","USB double button foot switch",null,"海外/国内","ALL",null,1,"ChangSha/SuZhou","O","O","O","O","O","O","O","O","O","O","O","O","O","O","O","O","O","O","O","O"]
["外置导声胶加热器","V10047",9000077,"启用","外置导声胶加热器","External Gel Warmer",null,"海外/国内","ALL",null,1,"ChangSha/SuZhou","-","-","-","-","-","-","-","-","-","-","-","-","-","-","-","-","-","-","-","-"]
["DVI转HDMI视频输出线-50cm","V30424",3200788,"启用","DVI转HDMI视频输出线","DVI to HDMI cable for trolley &TOONA_50cm",null,"海外/国内","ALL",null,1,"ChangSha/SuZhou","-","-","-","-","-","-","-","-","-","-","-","-","-","-","-","-","-","-","-","-"]
["DVI转HDMI转接头","V30425",3201382,"启用","DVI转HDMI转接头","HDMI port adapter ",null,"海外/国内","ALL",null,1,"ChangSha/SuZhou","X","X","X","X","X","X","X","X","X","X","X","X","X","X","X","X","X","X","X","X"]
["USB 外置声卡 海备思HAGIBIS","V30341",3200691,"启用","USB 外置声卡 ","USB audio adapter",null,"国内","CN",null,1,"ChangSha/SuZhou","Δ","Δ","Δ","Δ","Δ","Δ","Δ","Δ","Δ","Δ","Δ","Δ","Δ","Δ","Δ","Δ","Δ","Δ","Δ","Δ"]
["Bluetooth adapter","V30082",3200606,"启用","蓝牙适配器","Bluetooth adapter",null,"海外/国内","ALL",null,2,"ChangSha/SuZhou","X","X","X","X","X","X","X","X","X","X","X","X","X","X","X","X","X","X","X","X"]
["USB Flash Drive","V30023",3200372,"启用","USB闪存盘","USB Flash Drive",null,"海外/国内","ALL",null,2,"ChangSha/SuZhou","O","O","O","O","O","O","O","O","O","O","O","O","O","O","O","O","O","O","O","O"]
["UP-X898MD BW printer","V30024",3200783,"启用","SONY打印机UP-X898MD","UP-X898MD BW printer",null,"海外/国内","ALL",null,1,"ChangSha/SuZhou","O","O","O","O","O","O","O","O","O","O","O","O","O","O","O","O","O","O","O","O"]
["UP-D25MD数字彩色图像打印机","V30025",3200153,"启用","UP-D25MD数字彩色图像打印机","UP-D25MD color printer",null,"海外/国内","ALL",null,1,"ChangSha/SuZhou","O","O","O","O","O","O","O","O","O","O","O","O","O","O","O","O","O","O","O","O"]
[{"$nulls":12},"-","-","-","-","-","-","-","-","-","-","-","-","-","-","-","-","-","-","-","-"]
["*Optional peripherals(Preassemble in Factory)"]
["1T机械硬盘套件","V30533",2000244,"启用"," 机械硬盘套件","HDD(1T) Kit",null,"海外/国内","ALL",null,1,"ChangSha/SuZhou","X","X","-","X","X","X","X","X","X","X","X","X","X","X","X","X","X","X","X","X"]
["快速启动 "," V30728",3202065,"启用","快速启动 ","Quick Start package",null,"海外/国内","ALL",null,1,"ChangSha/SuZhou","X","X","X","X","X","X","X","X","X","X","X","X","X","X","X","X","X","X","X","X"]
["WIFI adapter for console（ORCHID&E20系列&50系列）","V30558",3201853,"启用","无线适配器","WIFI adapter for console ",null,"海外/国内","ALL",null,2,"ChangSha/SuZhou","O","O","O","O","O","O","O","O","O","O","O","O","O","O","O","O","O","O","O","O"]
["Tu_ECG套件欧标","V30789",2000449,"启用","ECG心电图欧标","ECG _IEC",null,"海外/国内","ALL",null,2,"ChangSha/SuZhou","O","-","-","-","O","O","O","O","O","O","O","O","O","O","O","O","O","O","O","O"]
["PCG导联线套件","V30775",2000436,"启用","PCG导联线套件","PCG_Cable",null,"海外/国内","ALL",null,2,"ChangSha/SuZhou","O","O","O","O","O","O","O","O","O","O","O","O","O"]
["T-CWD套件：需要在工厂内安装","V30302",2000133,"启用","CWD连续多普勒","CWD",null,"海外/国内","ALL",null,2,"ChangSha/SuZhou","-","-","-","-","-","-","-","-","-","-","-","-","-","-","-","-","-","-","-","-"]
["空化探头支架","V30311",1000503,"启用","空化探头支架","Vflash probe bracket",null,"国内","CN",null,1,"ChangSha/SuZhou","O","O","O","O","O","O","O","O","O","O","O","O","O","O","O","O","O","O","O","O"]
["实验室ECG（ECG for LAB）（备注：需要配实验室ECG硬件）","V30538",6000209,"启用","实验室ECG（ECG for LAB）","ECG for LAB",null,"海外/国内","ALL",null,2,"ChangSha/SuZhou","O","-","O","-"]
[]
["Probes"]
["S1-8C","V20020",1000182,"启用","S1-8C探头","S1-8C",null,"海外/国内","ALL",null,1,"ChangSha/SuZhou","-","-","-","-","-","-","-","-","-","-","-","-","-","-","-","-","-","-","-","-"]
["S1-8C(M)","V20054 ",1000992,"启用","S1-8C探头","S1-8C",null,"海外/国内","ALL",null,1,"ChangSha/SuZhou","X","X","X","X","X","X","X","X","X","X","X","X","X","X","X","X","X","X","X","X"]
["S2-9C","V20036",1000274,"启用","S2-9C探头","S2-9C",null,"海外/国内","ALL",null,1,"ChangSha/SuZhou","Δ","Δ","Δ","Δ","-","-","-","-","Δ","Δ","Δ","Δ","Δ","-","X","X","X","X","X","X"]
["S1-9C","V20059",1000409,"未发布","S1-9C探头","S1-9C",null,"海外/国内","ALL",null,1,"ChangSha/SuZhou","-","-","-","-","-","-","-","-","-","-","-","-","-","-","-","-","-","-","-","-"]
["X2-6C","V20002",1000164,"启用","X2-6C探头","X2-6C",null,"海外/国内","ALL",null,1,"ChangSha/SuZhou","X","X","X","X","X","X","X","X","X","X","X","X","X","X","X","X","X","X","X","X"]
["G2-5C","V20001",1000163,"启用","G2-5C探头","G2-5C",null,"海外/国内","ALL",null,1,"ChangSha/SuZhou","Δ","Δ","Δ","Δ","Δ","Δ","Δ","Δ","Δ","Δ","Δ","Δ","Δ","X","X","X","X","X","X","X"]
["F2-5C","V20015",1000177,"启用","F2-5C探头","F2-5C",null,"海外/国内","ALL",null,1,"ChangSha/SuZhou","Δ","Δ","Δ","Δ","Δ","Δ","Δ","Δ","Δ","Δ","Δ","Δ","Δ","X","X","X","X","X","X","X"]
["F2-5CP","V20063",1000530,"启用","F2-5C探头","F2-5C",null,"海外/国内","ALL",null,1,"ChangSha/SuZhou","-","-","-","-","-","-","-","-","-","-","-","-","-","-","-","-","-","-","-","-","-","-","-","-","-","-","-","-","-","-","-","-","-","-"]
["B2-6C，穿刺探头","V20037",1000481,"启用","B2-6C探头","B2-6C",null,"海外/国内","ALL",null,1,"ChangSha/SuZhou","-","-","-","-","-","-","-","-","-","-","-","-","-","-","-","-","-","-","-","-","-","-","-","-","-","-","-","-","-","-","-","-","-","-"]
["D2-6C","V20065",1000946,"启用","D2-6C探头","D2-6C",null,"海外/国内","ALL",null,1,"ChangSha/SuZhou","X","X","X","X","X","X","X","X","X","X","X","X","X","X","X","X","X","X","X","X"]
["D2-7C",null,null,"未发布","D2-7C探头","D2-7C",null,"海外/国内","ALL",null,1,"ChangSha/SuZhou","X","X","X","X","X","X","X","X","X","X","X","X","X","X","X","X","X","X","X","X"]
["D3-6C","V20066",1001062,"启用","D3-6C探头","D3-6C",null,"海外/国内","ALL",null,1,"ChangSha/SuZhou","-","-","-","-","-","-","-","-","-","-","-","-","-","-","-","-","-","-","-","-"]
["D3-6CE","V20027",1000271,"启用","D3-6CE探头","D3-6CE",null,"海外/国内","ALL",null,1,"ChangSha/SuZhou","-","-","-","-","-","-","-","-","-","-","-","-","-","-","-","-","-","-","-","-"]
["G4-9EP","V20005",1000313,"启用","G4-9E探头","G4-9E",null,"海外/国内","ALL",null,1,"ChangSha/SuZhou","X","X","X","X","X","X","X","X","X","X","X","X","X","X","X","X","X","X","X","X"]
["X4-9EL直柄","V20049",1001388,"启用","X4-9E探头","X4-9E(Straight handle)",null,"海外/国内","ALL",null,1,"ChangSha/SuZhou","X","X","X","X","X","X","X","X","X","X","X","X","X","X","X","X","X","X","X","X"]
["X4-9E曲柄","V20032",1001387,"启用","X4-9E探头","X4-9E(crank)",null,"海外/国内","ALL",null,1,"ChangSha/SuZhou","X","X","X","X","X","X","X","X","X","X","X","X","X","X","X","X","X","X","X","X"]
["D4-9EP","V20006",1000346,"启用","D4-9E探头","D4-9E",null,"海外/国内","ALL",null,1,"ChangSha/SuZhou","X","X","X","X","X","X","X","X","X","X","X","X","X","X","X","X","X","X","X","X"]
["F4-9E","V20033",1000432,"启用","F4-9E探头","F4-9E",null,"海外/国内","ALL",null,1,"ChangSha/SuZhou","Δ","Δ","Δ","Δ","Δ","Δ","Δ","Δ","Δ","Δ","Δ","Δ","Δ","X","X","X","X","X","X","X"]
["G3-9MV","V20068",1001380,"启用","G3-9M探头","G3-9M",null,"海外/国内","ALL",null,1,"ChangSha/SuZhou","X","X","X","X","X","X","X","X","X","X","X","X","X","X","X","X","X","X","X","X"]
["G4-9M","V20007",1000169,"启用","G4-9M探头","G4-9M",null,"海外/国内","ALL",null,1,"ChangSha/SuZhou","X","X","X","X","X","X","X","X","-","-","-","-","-","-","-","-","-","-","-","-"]
["X3-10L","V20038",1000491,"启用","X3-10L探头","X3-10L",null,"海外/国内","ALL",null,1,"ChangSha/SuZhou","-","-","-","-","-","-","-","-","-","-","-","-","-","-","-","-","-","-","-","-"]
["X3-10LV","V20070",1001326,"启用","X3-10L探头","X3-10L",null,"海外/国内","ALL",null,1,"ChangSha/SuZhou","X","X","X","X","X","X","X","X","X","X","X","X","X","X","X","X","X","X","X","X"]
["X4-12L","V20008",1000170,"启用","X4-12L探头","X4-12L",null,"海外/国内","ALL",null,1,"ChangSha/SuZhou","X","X","X","X","X","X","X","X","X","X","X","X","X","X","X","X","X","X","X","X"]
["X6-16L","V20009",1000171,"启用","X6-16L探头","X6-16L",null,"海外/国内","ALL",null,1,"ChangSha/SuZhou","X","X","X","X","X","X","X","X","X","X","X","X","X","X","X","X","X","X","X","X"]
["X6-16L NGS","V20034",1000434,"启用","X6-16L NGS探头","X6-16L NGS",null,"海外/国内","ALL",null,1,"ChangSha/SuZhou","-","-","-","-","-","-","-","-","-","-","-","-","-","-","-","-","-","-","-","-"]
["U5-15L","V20010",1000172,"启用","U5-15L探头","U5-15L",null,"海外/国内","ALL",null,1,"ChangSha/SuZhou","-","-","-","-","-","-","-","-","-","-","-","-","-","-","-","-","-","-","-","-"]
["U5-15LE2","V20075",1001571,"启用","U5-15L探头","U5-15L",null,"海外/国内","ALL",null,1,"ChangSha/SuZhou","X","-","-","-","-","-","X","X","-","-","-","-","-","-","-","-","-","-","-","-"]
["U5-15LE","V20011",1000173,"启用","U5-15LE探头","U5-15LE",null,"海外/国内","ALL",null,1,"ChangSha/SuZhou","X","X","X","X","X","X","-","-","X","-","X","-","-","-","X","X","X","X","X","X"]
["I4-11T","V20012",1000174,"启用","I4-11T探头","I4-11T",null,"海外/国内","ALL",null,1,"ChangSha/SuZhou","X","X","X","X","-","-","-","-","X","X","-","X","-","X","X","X","-","-","X","X"]
["F4-12LV","V20058",1000742,"停用","F4-12L探头","F4-12L",null,"海外/国内","ALL",null,1,"ChangSha/SuZhou","Δ","Δ","Δ","Δ","Δ","Δ","Δ","Δ","Δ","Δ","Δ","Δ","Δ","Δ","Δ","Δ","Δ","Δ","Δ","Δ"]
["X10-23L","V20022",1000276,"启用","X10-23L探头","X10-23L",null,"海外/国内","ALL",null,1,"ChangSha/SuZhou","X","X","X","X","X","X","X","X","X","X","X","X","X","X","X","X","X","X","X","X"]
["X9-22L","V20023",1000273,"启用","X9-22L探头","X9-22L",null,"海外/国内","ALL",null,1,"ChangSha/SuZhou","X","X","X","X","X","X","X","X","X","X","X","X","X","X","X","X","X","X","X","X"]
["I7-18L","V20024",1000277,"启用","I7-18L探头","I7-18L",null,"海外/国内","ALL",null,1,"ChangSha/SuZhou","X","X","X","X","X","X","X","X","X","X","X","X","X","-","X","X","-","X","-","-"]
["G1-4PV ","V20052",1000744,"启用","G1-4P探头","G1-4P",null,"海外/国内","ALL",null,1,"ChangSha/SuZhou","X","X","X","X","X","X","X","X","X","X","X","X","X","X","X","X","X","X","X","X"]
["S1-6PV","V20061",1001206,"启用","S1-6P探头","S1-6P",null,"海外/国内","ALL",null,1,"ChangSha/SuZhou","-","-","-","-","-","-","-","-","X","X","X","X","X","X","X","X","X","X","X","X"]
["S1-6PX","V20048",1000275,"启用","S1-6P探头","S1-6P",null,"海外/国内","ALL",null,1,"ChangSha/SuZhou","X","X","X","X","X","X","X","X","X","X","X","X","X","X","X","X","X","X","X","X"]
["G4-12LV","V20026",1000344,"启用","G4-12LV探头","G4-12LV",null,"海外/国内","ALL",null,1,"ChangSha/SuZhou","-","-","-","-","-","-","-","-","-","-","-","-","-","-","-","-","-","-","-","-"]
["G3-10P","V20025",1000337,"启用","G3-10P探头","G3-10P",null,"海外/国内","ALL",null,1,"ChangSha/SuZhou","-","-","-","-","-","-","-","-","-","-","-","-","-","-","-","-","-","-","-","-"]
["G3-10PX","V20031",1000372,"启用","G3-10PX探头","G3-10PX",null,"海外/国内","ALL",null,1,"ChangSha/SuZhou","X","X","X","X","X","X","X","X","X","X","X","X","X","X","X","X","X","X","X","X"]
["G4-12PX","V20060",1001147,"启用","G4-12P探头","G4-12P",null,"海外/国内","ALL",null,1,"ChangSha/SuZhou","X","X","X","X","X","X","X","X","X","X","X","X","X","Δ","Δ","Δ","Δ","Δ","Δ","Δ"]
["BP4-9","V20053",1000438,"启用","BP4-9探头","BP4-9",null,"海外/国内","ALL",null,1,"ChangSha/SuZhou","X","X","X","X","X","X","X","X","X","X","X","X","X","X","X","X","X","X","X","X"]
["G1-3R",null,null,"未发布","G1-3R探头","G1-3R",null,"海外/国内","ALL",null,1,"ChangSha/SuZhou","X","X","X","X","X","X","X","X","X","X","X","X","X","X","X","X","X","X","X","X"]
[]
["Biopsy guide"]
["Biopsy guide S1-8C","V30143",3100128,"启用","穿刺架S1-8C","Biopsy guide S1-8C",null,"海外/国内","ALL",null,1,"ChangSha/SuZhou","X","X","X","X","X","X","X","X","X","X","X","X","X","X","X","X","X","X","X","X"]
["Biopsy guide G2-5C","V30026",3100102,"启用","穿刺架G2-5C","Biopsy guide G2-5C",null,"海外/国内","ALL",null,1,"ChangSha/SuZhou","Δ","Δ","Δ","Δ","Δ","Δ","Δ","Δ","Δ","Δ","Δ","Δ","Δ","Δ","Δ","Δ","Δ","Δ","Δ","Δ"]
["Biopsy guide F2-5C","V30141",3100096,"启用","穿刺架F2-5C","Biopsy guide F2-5C",null,"海外/国内","ALL",null,1,"ChangSha/SuZhou","Δ","Δ","Δ","Δ","Δ","Δ","Δ","Δ","Δ","Δ","Δ","Δ","Δ","Δ","Δ","Δ","Δ","Δ","Δ","Δ"]
["Biopsy guide G4-9E Steel","V30030",3100101,"启用","穿刺架G4-9E","Biopsy guide G4-9E Steel",null,"海外/国内","ALL",null,1,"ChangSha/SuZhou","X","X","X","X","X","X","X","X","X","X","X","X","X","X","X","X","X","X","X","X"]
["Biopsy guide G4-9E Steel 21G","V30217",3100211,"启用","穿刺架G4-9E 21G","Biopsy guide G4-9E Steel 21G",null,"海外/国内","ALL",null,1,"ChangSha/SuZhou","X","X","X","X","X","X","X","X","X","X","X","X","X","X","X","X","X","X","X","X"]
["Biopsy guide G4-9E Steel 14G","V30362",3100250,"启用","穿刺架G4-9E  14G","Biopsy guide G4-9E Steel 14G",null,"海外/国内","ALL",null,1,"ChangSha/SuZhou","X","X","X","X","X","X","X","X","X","X","X","X","X","X","X","X","X","X","X","X"]
["Biopsy guide G4-9E Steel 17G","V30768",3100545,"启用","穿刺架G4-9E  17G","Biopsy guide G4-9E Steel 17G",null,"海外/国内","ALL",null,1,"ChangSha/SuZhou","X","X","X","X","X","X","X","X","X","X","X","X","X","X","X","X","X","X","X","X"]
["Biopsy guide F4-9E","V30205",3100188,"启用","穿刺架F4-9E","Biopsy guide F4-9E",null,"海外/国内","ALL",null,1,"ChangSha/SuZhou","Δ","Δ","Δ","Δ","Δ","Δ","Δ","Δ","Δ","Δ","Δ","Δ","Δ","Δ","Δ","Δ","Δ","Δ","Δ","Δ"]
["Biopsy guide X6-16L","V30028",3100093,"启用","穿刺架X6-16L","Biopsy guide X6-16L",null,"海外/国内","ALL",null,1,"ChangSha/SuZhou","X","X","X","X","X","X","X","X","X","X","X","X","X","X","X","X","X","X","X","X"]
["Biopsy guide X4-12L","V30118",3100092,"启用","穿刺架X4-12L","Biopsy guide X4-12L",null,"海外/国内","ALL",null,1,"ChangSha/SuZhou","X","X","X","X","X","X","X","X","X","X","X","X","X","X","X","X","X","X","X","X"]
["Biopsy guide F4-12L","V30142",3100130,"启用","穿刺架F4-12L","Biopsy guide F4-12L",null,"海外/国内","ALL",null,1,"ChangSha/SuZhou","Δ","Δ","Δ","Δ","Δ","Δ","Δ","Δ","Δ","Δ","Δ","Δ","Δ","Δ","Δ","Δ","Δ","Δ","Δ","Δ"]
["Biopsy guide G1-4P","V30119",3100095,"启用","穿刺架G1-4P","Biopsy guide G1-4P",null,"海外/国内","ALL",null,1,"ChangSha/SuZhou","X","X","X","X","X","X","X","X","X","X","X","X","X","X","X","X","X","X","X","X"]
["Biopsy guide S1-6P","V30120",3100094,"启用","穿刺架S1-6P","Biopsy guide S1-6P",null,"海外/国内","ALL",null,1,"ChangSha/SuZhou","-","-","-","-","-","-","-","-","-","-","-","-","-","-","-","-","-","-","-","-"]
["Biopsy guide X4-9E","V30522",3100384,"启用","穿刺架 X4-9E","Biopsy guide X4-9E",null,"海外/国内","ALL",null,1,"ChangSha/SuZhou","X","X","X","X","X","X","X","X","X","X","X","X","X","X","X","X","X","X","X","X"]
["Biopsy guide BP4-9","V30523",3100392,"启用","穿刺架 BP4-9","Biopsy guide BP4-9",null,"海外/国内","ALL",null,1,"ChangSha/SuZhou","X","X","X","X","X","X","X","X","X","X","X","X","X","X","X","X","X","X","X","X"]
["Biopsy needle guide slot（except for micro convex endocavity array）","V30430",3100252,"启用","穿刺针导槽14G（适用于除了经腔探头穿刺架外其他的金属穿刺架）","Biopsy needle guide slot（except for micro convex endocavity array）",null,"海外/国内","ALL",null,1,"ChangSha/SuZhou","X","X","X","X","X","X","X","X","X","X","X","X","X","X","X","X","X","X","X","X"]
["Biopsy needle guide slot 22G（except for micro convex endocavity array）","V30650",3100508,"启用","穿刺针导槽22G（适用于除了经腔探头穿刺架外其他的金属穿刺架）","Biopsy needle guide slot（except for micro convex endocavity array）",null,"海外/国内","ALL",null,1,"ChangSha/SuZhou","X","X","X","X","X","X","X","X","X","X","X","X","X","X","X","X","X","X","X","X"]
["Biopsy needle guide slot 23G（except for micro convex endocavity array）","V30651",3100553,"启用","穿刺针导槽23G（适用于除了经腔探头穿刺架外其他的金属穿刺架）","Biopsy needle guide slot（except for micro convex endocavity array）",null,"海外/国内","ALL",null,1,"ChangSha/SuZhou","X","X","X","X","X","X","X","X","X","X","X","X","X","X","X","X","X","X","X","X"]
["Biopsy guide S1-6PX","V30653",3100438,"启用","穿刺架S1-6PX","Biopsy guide S1-6PX",null,"海外/国内","ALL",null,1,"ChangSha/SuZhou","X","X","X","X","X","X","X","X","-","-","-","-","-","-","-","-","-","-","-","-"]
["Biopsy guide X2-6C","V30654",3100454,"启用","穿刺架X2-6C","Biopsy guide X2-6C",null,"海外/国内","ALL",null,1,"ChangSha/SuZhou","X","X","X","X","X","X","X","X","X","X","X","X","X","X","X","X","X","X","X","X"]
["Biopsy guide S2-9C","V30769","3100473","启用","穿刺架S2-9C","Biopsy guide S2-9C",null,"海外/国内","ALL",null,1,"ChangSha/SuZhou","Δ","Δ","Δ","Δ","Δ","Δ","Δ","Δ","Δ","Δ","Δ","Δ","Δ","Δ","Δ","Δ","Δ","Δ","Δ","Δ"]
["Biopsy guide S1-6PV","V30824",3100668,"启用","穿刺架S1-6PV","Biopsy guide S1-6PV",null,"海外/国内","ALL",null,1,"ChangSha/SuZhou","-","-","-","-","-","-","-","-","X","X","X","X","X","X","X","X","X","X","X","X"]

{"sheet":"Oversea超声配置","index":3,"n_rows":765,"n_cols":155,"rows_kept":765,"cut":false,"hidden":false,"merged":[]}
["EquipmentName",{"$nulls":11},"数字化彩色超声诊断仪","数字化彩色超声诊断仪","数字化彩色超声诊断仪","数字化彩色超声诊断仪","数字化彩色超声诊断仪","数字化彩色超声诊断仪","数字化彩色超声诊断仪","数字化彩色超声诊断仪","数字化彩色超声诊断仪","数字化彩色超声诊断仪","数字化彩色超声诊断仪","数字化彩色超声诊断仪","数字化彩色超声诊断仪","数字化彩色超声诊断仪","数字化彩色超声诊断仪","数字化彩色超声诊断仪","数字化彩色超声诊断仪","数字化彩色超声诊断仪","数字化彩色超声诊断仪","数字化彩色超声诊断仪","数字化彩色超声诊断仪","数字化彩色超声诊断仪","数字化彩色超声诊断仪","数字化彩色超声诊断仪","数字化彩色超声诊断仪","数字化彩色超声诊断仪","数字化彩色超声诊断仪","数字化彩色超声诊断仪","数字化彩色超声诊断仪","数字化彩色超声诊断仪","数字化彩色超声诊断仪","数字化彩色超声诊断仪","数字化彩色超声诊断仪","数字化彩色超声诊断仪","数字化彩色超声诊断仪","数字化彩色超声诊断仪","数字化彩色超声诊断仪","数字化彩色超声诊断仪","数字化彩色超声诊断仪","数字化彩色超声诊断仪","数字化彩色超声诊断仪","数字化彩色超声诊断仪","数字化彩色超声诊断仪","数字化彩色超声诊断仪","数字化彩色超声诊断仪","数字化彩色超声诊断仪","数字化彩色超声诊断仪","数字化彩色超声诊断仪","数字化彩色超声诊断仪","数字化彩色超声诊断仪","数字化彩色超声诊断仪","数字化彩色超声诊断仪","数字化彩色超声诊断仪","数字化彩色超声诊断仪","数字化彩色超声诊断仪","数字化彩色超声诊断仪","数字化彩色超声诊断仪","数字化彩色超声诊断仪","便携式数字化彩色超声诊断仪","便携式数字化彩色超声诊断仪","便携式数字化彩色超声诊断仪","便携式数字化彩色超声诊断仪","便携式数字化彩色超声诊断仪","便携式数字化彩色超声诊断仪","便携式数字化彩色超声诊断仪","便携式数字化彩色超声诊断仪","便携式数字化彩色超声诊断仪","便携式数字化彩色超声诊断仪","便携式数字化彩色超声诊断仪","便携式数字化彩色超声诊断仪","便携式数字化彩色超声诊断仪","便携式数字化彩色超声诊断仪","便携式数字化彩色超声诊断仪","便携式数字化彩色超声诊断仪","便携式数字化彩色超声诊断仪","便携式数字化彩色超声诊断仪","数字化彩色超声诊断仪","数字化彩色超声诊断仪","数字化彩色超声诊断仪","数字化彩色超声诊断仪","数字化彩色超声诊断仪","数字化彩色超声诊断仪","数字化彩色超声诊断仪","数字化彩色超声诊断仪","数字化彩色超声诊断仪","数字化彩色超声诊断仪","数字化彩色超声诊断仪","数字化彩色超声诊断仪","便携式数字化彩色超声诊断仪","便携式数字化彩色超声诊断仪","数字化彩色超声诊断仪","数字化彩色超声诊断仪","数字化彩色超声诊断仪","数字化彩色超声诊断仪","数字化彩色超声诊断仪","数字化彩色超声诊断仪","数字化彩色超声诊断仪","数字化彩色超声诊断仪","数字化彩色超声诊断仪","数字化彩色超声诊断仪","数字化彩色超声诊断仪","数字化彩色超声诊断仪","便携式数字化彩色超声诊断仪","数字化彩色超声诊断仪","便携式数字化彩色超声诊断仪","便携式数字化彩色超声诊断仪","数字化彩色超声诊断仪","数字化彩色超声诊断仪","数字化彩色超声诊断仪","数字化彩色超声诊断仪","数字化彩色超声诊断仪","数字化彩色超声诊断仪","数字化彩色超声诊断仪","数字化彩色超声诊断仪","数字化彩色超声诊断仪","便携式数字化彩色超声诊断仪","数字化彩色超声诊断仪","数字化彩色超声诊断仪","数字化彩色超声诊断仪","数字化彩色超声诊断仪","数字化彩色超声诊断仪","便携式数字化彩色超声诊断仪","便携式数字化彩色超声诊断仪","便携式数字化彩色超声诊断仪","便携式数字化彩色超声诊断仪"]
["ProductType",{"$nulls":11},"高端","高端","高端","高端","中端","中端","中端","中端","高端","高端","高端","高端","中端","中端","中端","中端","中端","中端","中端","中端","中端","中端","中端","中端","中端","中端","中端","中端","中端","中端","中端","中端","中端","中端","中端","中端","中端","中端","中端","中端","中端","低端","低端","低端","低端","低端","低端","低端","超低端","超低端","超低端","超低端","超低端","超低端","超低端","超低端","超低端","超低端","便携","便携","便携","便携","便携","便携","便携","便携","便携","便携","便携","便携","便携","便携","便携","便携","便携","便携","高端","中端","中端","中端","中端","低端","超低端","超低端","超低端","超低端","超低端","超低端","便携","便携","高端","高端","中端","中端","中端","中端","中端","中端","低端","低端","超低端","超低端","便携","中端","便携","便携","高端","高端","高端","中端","中端","低端","超低端","超低端","超低端","便携","超低端","超低端","超低端","超低端","超低端","便携","便携","便携","便携"]
["RegionTypes",{"$nulls":11},"海外/国内","海外/国内","海外/国内","海外/国内","海外/国内","海外/国内","海外/国内","海外/国内","海外/国内","海外/国内","海外/国内","海外/国内","海外/国内","海外/国内","海外/国内","海外/国内","海外/国内","海外/国内","海外/国内","海外/国内","海外/国内","海外/国内","海外/国内","海外/国内","海外/国内","海外/国内","海外/国内","海外/国内","海外/国内","海外/国内","海外/国内","海外/国内","海外/国内","海外/国内","海外/国内","海外/国内","海外/国内","海外/国内","海外/国内","海外/国内","海外/国内","海外/国内","海外/国内","海外/国内","海外/国内","海外/国内","海外/国内","海外/国内","海外/国内","海外/国内","海外/国内","海外/国内","海外/国内","海外/国内","海外/国内","海外/国内","海外/国内","海外/国内","海外/国内","海外/国内","海外/国内","海外/国内","海外/国内","海外/国内","海外/国内","海外/国内","海外/国内","海外/国内","海外/国内","海外/国内","海外/国内","海外/国内","海外/国内","海外/国内","海外/国内","海外/国内","海外","海外","海外","海外","海外","海外","海外","海外","海外","海外","海外","海外","海外","海外","海外","海外","海外","海外","海外","海外","海外","海外","海外","海外","海外","海外","海外","海外","海外","海外","海外","海外","海外","海外","海外","海外","海外","海外","海外","海外","海外","海外","海外","海外","海外","海外/国内","海外","海外","海外"]
["ApplicableCountries",{"$nulls":11},"ALL","ALL","ALL","ALL","ALL","ALL","ALL","ALL","ALL","ALL","ALL","ALL","ALL","ALL","ALL","ALL","ALL","ALL","ALL","ALL","ALL","ALL","ALL","ALL","ALL","ALL","ALL","ALL","ALL","ALL","ALL","ALL","ALL","ALL","ALL","ALL","ALL","ALL","ALL","ALL","ALL","ALL","ALL","ALL","ALL","ALL","ALL","ALL","ALL","ALL","ALL","ALL","ALL","ALL","ALL","ALL","ALL","ALL","ALL","ALL","ALL","ALL","ALL","ALL","ALL","ALL","ALL","ALL","ALL","ALL","ALL","ALL","ALL","ALL","ALL","ALL","BR","BR","BR","BR","BR","BR","ALL","ALL","ALL","BR","ALL","BR","BR","BR","DO","IN","RU","RU","RU","ID","ID","AE","AE","IN","IN","IN","IN","IN","AE","AE","RU","RU","RU","RU","RU","RU","KR","KR","ID","DE","BY/RU","BY/RU","BY/RU","BY/RU","BY/RU","BY/RU","BY/RU","BY/RU","BY/RU"]
["InapplicableCountries"]
["Status",{"$nulls":11},"启用","启用","启用","启用","启用","启用","未发布","未发布","停用","停用","停用","停用","停用","未发布可有限接单","未发布","未发布","未发布","未发布","未发布","未发布","未发布","启用","未发布","未发布","未发布","未发布","未发布","未发布","未发布","启用","未发布","启用","启用","未发布","停用","未发布","未发布","启用","未发布","停用","未发布","未发布","未发布","启用","未发布","停用","未发布","启用","启用","启用","启用","未发布","未发布","启用","启用","启用","启用","启用","启用","未发布","未发布","未发布","未发布","未发布","启用","启用","启用","启用","启用","启用","启用","启用","未发布","未发布","未发布","未发布","启用","启用","停用","启用","启用","启用","启用","启用","启用","启用","启用","启用","启用","启用","启用","启用","启用","启用","启用","启用","启用","启用","启用","启用","启用","启用","启用","启用","启用","启用","启用","启用","启用","启用","启用","启用","启用","启用","启用","启用","启用","启用","启用","启用","启用","未发布","启用","启用","启用"]
["City",{"$nulls":11},"SuZhou","SuZhou","SuZhou","SuZhou","SuZhou","SuZhou","SuZhou","SuZhou","SuZhou","SuZhou","SuZhou","SuZhou","SuZhou","SuZhou","SuZhou","SuZhou","SuZhou","SuZhou","SuZhou","SuZhou","SuZhou","SuZhou","SuZhou","SuZhou","SuZhou","SuZhou","SuZhou","SuZhou","SuZhou","SuZhou","SuZhou","SuZhou","SuZhou","SuZhou","SuZhou","SuZhou","SuZhou","SuZhou","SuZhou","SuZhou","SuZhou","SuZhou","SuZhou","SuZhou","SuZhou","SuZhou","SuZhou","SuZhou","SuZhou","SuZhou","SuZhou","SuZhou","SuZhou","SuZhou","SuZhou","SuZhou","SuZhou","SuZhou","SuZhou","SuZhou","SuZhou","SuZhou","SuZhou","SuZhou","SuZhou","SuZhou","SuZhou","SuZhou","SuZhou","SuZhou","SuZhou","SuZhou","SuZhou","SuZhou","SuZhou","SuZhou","SuZhou","SuZhou","SuZhou","SuZhou","SuZhou","SuZhou","SuZhou","SuZhou","SuZhou","SuZhou","SuZhou","SuZhou","SuZhou","SuZhou","SuZhou","SuZhou","SuZhou","SuZhou","SuZhou","SuZhou","SuZhou","SuZhou","SuZhou","SuZhou","SuZhou","SuZhou","SuZhou","SuZhou","SuZhou","SuZhou","SuZhou","SuZhou","SuZhou","SuZhou","SuZhou","SuZhou","SuZhou","SuZhou","SuZhou","SuZhou","SuZhou","SuZhou","SuZhou","SuZhou","SuZhou","SuZhou","SuZhou","SuZhou","SuZhou"]
["isBareMachine",{"$nulls":11},"否","否","否","否","否","否","否","否","否","否","否","否","否","否","否","否","否","否","否","否","否","否","否","否","否","否","否","否","否","否","否","否","否","否","否","否","否","否","否","否","否","否","否","否","否","否","否","否","否","否","否","否","否","否","否","否","否","否","否","否","否","否","否","否","否","否","否","否","否","否","否","否","否","否","否","否","否","否","否","否","否","否","否","否","否","否","否","否","否","否","否","否","否","否","否","否","否","否","否","否","否","否","否","否","否","否","否","否","否","否","否","否","否","否","否","否","否","否","否","否","否","否","否","否","否"]
["mapperIpn"]
["Name","VCode","IPN","Status","ChineseDescription","EnglishDescription","Remark","RegionType","ApplicableCountries","InapplicableCountries","ChinaCategory","shipAddress","G86","M86","75","X9","G65D","G65","65","X8","G80EXP","M80EXP","G80","M80","G60","R700","R580","R570","R560","R550","R530","R520","R510","R500","R380","R370","R360","R350","R330","R320","R310","R300","G55E","G55_TEE","G55","G55P","G50","X65","M55E","M55","M55P","M50","X6","X55","E35E","E35","E35P"," E30","X5","X35","E20","X3","X2","X2P","X2E","E10","E10E","E10P","X1","X1E","VINNO 10","VINNO 10E ","VINNO 10P","VINNO 9","VINNO 9E","VINNO 9P","VINNO 8","VINNO 8_TEE","VINNO 6EXP","VINNO 6_TEE","VINNO 6","VINNO 6PRO","VINNO 5EXP","VINNO 5","VINNO 5PRO","VINNO 3EXP","VINNO 3","VINNO 3PRO","G86_BR","G65_BR","G60-BRA","G55-BRA","M50-BRA","E35-BRA","E20-BRA","X2-BRA","X2E-BRA","E10-BRA","E10E-BRA","X1-BRA","VINNO 6-BRA","VINNO 5-BRA","G80 YUNA OEM","Mumbai-G65","OEM-SonoRus R700","OEM-SonoRus R500","OEM-SonoRus R300","OEM-Elitech R700","OEM-Elitech R300","OEM-H55Pro","OEM-H55","Mumbai-E35","Mumbai-X2","Mumbai-X1E","Mumbai-V6","Aeroscan CD50","OEM-H6 Pro","OEM-H6 ","ELE_86","ELE_86Plus","ELE_60","ELE_55","ELE_50","ELE_30","SG Health Q40 ","SG Health Q30 ","OEM-ADS 7Expert","eZono 5000","E20-RUA","X3-RUA","X2-RUA","E10-RUA","X1-RUA","VINNO 8EXP-RUA","VINNO 8-RUA","VINNO 6-RUA","VINNO 5-RUA"]
["Main Unit"]
["VINNO G90-G2-5P-27-海外主机","V10339",9000555,"未发布","VINNO G90-G2-5P-27-海外主机","VINNO G90-G2-5P-27-Main Unit",null,"海外",null,"BR/RU",1,"Suzhou","-","-","-","-","-","-","-","-","-","-","-","-","-","-","-","-","-","-","-","-","-","-","-","-","-","-","-","-","-","-","-","-","-","-","-","-","-","-","-","-","-","-","-","-","-","-","-","-","-","-","-","-","-","-","-","-","-","-","-","-","-","-","-","-","-","-","-","-","-","-","-","-","-","-","-","-","-","-","-","-","-","-","-","-","-","-","-","-","-","-","-","-","-","-","-","-","-","-","-","-","-","-","-","-","-","-","-","-","-","-","-","-","-","-","-","-","-","-","-","-","-","-","-","-","-"]
["VINNO G90E-G2-5P-23.8-海外主机","V10340",9000556,"未发布","VINNO G90E-G2-5P-23.8-海外主机","VINNO G90E-G2-5P-23.8-Main Unit",null,"海外",null,"BR/RU",1,"Suzhou","-","-","-","-","-","-","-","-","-","-","-","-","-","-","-","-","-","-","-","-","-","-","-","-","-","-","-","-","-","-","-","-","-","-","-","-","-","-","-","-","-","-","-","-","-","-","-","-","-","-","-","-","-","-","-","-","-","-","-","-","-","-","-","-","-","-","-","-","-","-","-","-","-","-","-","-","-","-","-","-","-","-","-","-","-","-","-","-","-","-","-","-","-","-","-","-","-","-","-","-","-","-","-","-","-","-","-","-","-","-","-","-","-","-","-","-","-","-","-","-","-","-","-","-","-"]
["VINNO M90-G2-5P-27-海外主机","V10341",9000557,"未发布","VINNO M90-G2-5P-27-海外主机","VINNO M90-G2-5P-27-Main Unit",null,"海外",null,"BR/RU",1,"Suzhou","-","-","-","-","-","-","-","-","-","-","-","-","-","-","-","-","-","-","-","-","-","-","-","-","-","-","-","-","-","-","-","-","-","-","-","-","-","-","-","-","-","-","-","-","-","-","-","-","-","-","-","-","-","-","-","-","-","-","-","-","-","-","-","-","-","-","-","-","-","-","-","-","-","-","-","-","-","-","-","-","-","-","-","-","-","-","-","-","-","-","-","-","-","-","-","-","-","-","-","-","-","-","-","-","-","-","-","-","-","-","-","-","-","-","-","-","-","-","-","-","-","-","-","-","-"]
["VINNO M90E-G2-5P-23.8-海外主机","V10342",9000558,"未发布","VINNO M90E-G2-5P-23.8-海外主机","VINNO M90E-G2-5P-23.8-Main Unit",null,"海外",null,"BR/RU",1,"Suzhou","-","-","-","-","-","-","-","-","-","-","-","-","-","-","-","-","-","-","-","-","-","-","-","-","-","-","-","-","-","-","-","-","-","-","-","-","-","-","-","-","-","-","-","-","-","-","-","-","-","-","-","-","-","-","-","-","-","-","-","-","-","-","-","-","-","-","-","-","-","-","-","-","-","-","-","-","-","-","-","-","-","-","-","-","-","-","-","-","-","-","-","-","-","-","-","-","-","-","-","-","-","-","-","-","-","-","-","-","-","-","-","-","-","-","-","-","-","-","-","-","-","-","-","-","-"]
["VINNO G86E-G2-5P-23.8-海外主机","V10259",9000422,"未发布","VINNO G86E-G2-5P-23.8-海外主机","VINNO G86E-G2-5P-23.8-Main Unit",null,"海外",null,"BR/RU",1,"Suzhou","-","-","-","-","-","-","-","-","-","-","-","-","-","-","-","-","-","-","-","-","-","-","-","-","-","-","-","-","-","-","-","-","-","-","-","-","-","-","-","-","-","-","-","-","-","-","-","-","-","-","-","-","-","-","-","-","-","-","-","-","-","-","-","-","-","-","-","-","-","-","-","-","-","-","-","-","-","-","-","-","-","-","-","-","-","-","-","-","-","-","-","-","-","-","-","-","-","-","-","-","-","-","-","-","-","-","-","-","-","-","-","-","-","-","-","-","-","-","-","-","-","-","-","-","-"]
["VINNO M86E-G2-5P-23.8-海外主机","V10261",9000424,"未发布","VINNO M86E-G2-5P-23.8-海外主机","VINNO M86E-G2-5P-23.8-Main Unit",null,"海外",null,"BR/RU",1,"Suzhou","-","-","-","-","-","-","-","-","-","-","-","-","-","-","-","-","-","-","-","-","-","-","-","-","-","-","-","-","-","-","-","-","-","-","-","-","-","-","-","-","-","-","-","-","-","-","-","-","-","-","-","-","-","-","-","-","-","-","-","-","-","-","-","-","-","-","-","-","-","-","-","-","-","-","-","-","-","-","-","-","-","-","-","-","-","-","-","-","-","-","-","-","-","-","-","-","-","-","-","-","-","-","-","-","-","-","-","-","-","-","-","-","-","-","-","-","-","-","-","-","-","-","-","-","-"]
["VINNO 75E-G2-5P-23.8-海外主机","V10263",9000426,"未发布","VINNO 75E-G2-5P-23.8-海外主机","VINNO 75E-G2-5P-23.8-Main Unit",null,"海外",null,"BR/RU",1,"Suzhou","-","-","-","-","-","-","-","-","-","-","-","-","-","-","-","-","-","-","-","-","-","-","-","-","-","-","-","-","-","-","-","-","-","-","-","-","-","-","-","-","-","-","-","-","-","-","-","-","-","-","-","-","-","-","-","-","-","-","-","-","-","-","-","-","-","-","-","-","-","-","-","-","-","-","-","-","-","-","-","-","-","-","-","-","-","-","-","-","-","-","-","-","-","-","-","-","-","-","-","-","-","-","-","-","-","-","-","-","-","-","-","-","-","-","-","-","-","-","-","-","-","-","-","-","-"]
["VINNO 75P-G2-4P-21.5-海外主机","V10264",9000427,"未发布","VINNO 75P-G2-4P-21.5-海外主机","VINNO 75P-G2-4P-21.5-Main Unit",null,"海外",null,"BR/RU",1,"Suzhou","-","-","-","-","-","-","-","-","-","-","-","-","-","-","-","-","-","-","-","-","-","-","-","-","-","-","-","-","-","-","-","-","-","-","-","-","-","-","-","-","-","-","-","-","-","-","-","-","-","-","-","-","-","-","-","-","-","-","-","-","-","-","-","-","-","-","-","-","-","-","-","-","-","-","-","-","-","-","-","-","-","-","-","-","-","-","-","-","-","-","-","-","-","-","-","-","-","-","-","-","-","-","-","-","-","-","-","-","-","-","-","-","-","-","-","-","-","-","-","-","-","-","-","-","-"]
["VINNO G65E-G2-4P-23.8-海外主机","V10265",9000428,"未发布","VINNO G65E-G2-4P-23.8-海外主机","VINNO G65E-G2-4P-23.8-Main Unit",null,"海外",null,"BR/RU",1,"Suzhou","-","-","-","-","-","-","-","-","-","-","-","-","-","-","-","-","-","-","-","-","-","-","-","-","-","-","-","-","-","-","-","-","-","-","-","-","-","-","-","-","-","-","-","-","-","-","-","-","-","-","-","-","-","-","-","-","-","-","-","-","-","-","-","-","-","-","-","-","-","-","-","-","-","-","-","-","-","-","-","-","-","-","-","-","-","-","-","-","-","-","-","-","-","-","-","-","-","-","-","-","-","-","-","-","-","-","-","-","-","-","-","-","-","-","-","-","-","-","-","-","-","-","-","-","-"]
["VINNO G65P-G2-4P-21.5-海外主机","V10266",9000429,"未发布","VINNO G65P-G2-4P-21.5-海外主机","VINNO G65P-G2-4P-21.5-Main Unit",null,"海外",null,"BR/RU",1,"Suzhou","-","-","-","-","-","-","-","-","-","-","-","-","-","-","-","-","-","-","-","-","-","-","-","-","-","-","-","-","-","-","-","-","-","-","-","-","-","-","-","-","-","-","-","-","-","-","-","-","-","-","-","-","-","-","-","-","-","-","-","-","-","-","-","-","-","-","-","-","-","-","-","-","-","-","-","-","-","-","-","-","-","-","-","-","-","-","-","-","-","-","-","-","-","-","-","-","-","-","-","-","-","-","-","-","-","-","-","-","-","-","-","-","-","-","-","-","-","-","-","-","-","-","-","-","-"]
["VINNO G86-G2-5P-23.8-海外主机","V10464",9000442,"启用","VINNO G86-G2-5P-23.8-海外主机","VINNO G86-G2-5P-23.8-Main Unit",null,"海外",null,"BR/RU",1,"Suzhou","X","-","-","-","-","-","-","-","-","-","-","-","-","-","-","-","-","-","-","-","-","-","-","-","-","-","-","-","-","-","-","-","-","-","-","-","-","-","-","-","-","-","-","-","-","-","-","-","-","-","-","-","-","-","-","-","-","-","-","-","-","-","-","-","-","-","-","-","-","-","-","-","-","-","-","-","-","-","-","-","-","-","-","-","-","-","-","-","-","-","-","-","-","-","-","-","-","-","-","-","-","-","-","-","-","-","-","-","-","-","-","-","-","-","-","-","-","-","-","-","-","-","-","-","-"]
["VINNO G86-G2-5P-23.8-海外主机-Front&Back","V10845",9001004,"未发布","VINNO G86-G2-5P-23.8-海外主机-Front&Back","VINNO G86-G2-5P-23.8-Main Unit-Front&Back",null,"海外",null,"BR/RU",1,"Suzhou","X","-","-","-","-","-","-","-","-","-","-","-","-","-","-","-","-","-","-","-","-","-","-","-","-","-","-","-","-","-","-","-","-","-","-","-","-","-","-","-","-","-","-","-","-","-","-","-","-","-","-","-","-","-","-","-","-","-","-","-","-","-","-","-","-","-","-","-","-","-","-","-","-","-","-","-","-","-","-","-","-","-","-","-","-","-","-","-","-","-","-","-","-","-","-","-","-","-","-","-","-","-","-","-","-","-","-","-","-","-","-","-","-","-","-","-","-","-","-","-","-","-","-","-","-"]
["VINNO M86-G2-5P-21.5-海外主机","V10683",9000443,"启用","VINNO M86-G2-5P-21.5-海外主机","VINNO M86-G2-5P-21.5-Main Unit",null,"海外",null,"BR/RU",1,"Suzhou","-","X","-","-","-","-","-","-","-","-","-","-","-","-","-","-","-","-","-","-","-","-","-","-","-","-","-","-","-","-","-","-","-","-","-","-","-","-","-","-","-","-","-","-","-","-","-","-","-","-","-","-","-","-","-","-","-","-","-","-","-","-","-","-","-","-","-","-","-","-","-","-","-","-","-","-","-","-","-","-","-","-","-","-","-","-","-","-","-","-","-","-","-","-","-","-","-","-","-","-","-","-","-","-","-","-","-","-","-","-","-","-","-","-","-","-","-","-","-","-","-","-","-","-","-"]
["VINNO M86-G2-5P-21.5-海外主机-Front&Back","V10847",9001006,"未发布","VINNO M86-G2-5P-21.5-海外主机-Front&Back","VINNO M86-G2-5P-21.5-Main Unit-Front&Back",null,"海外",null,"BR/RU",1,"Suzhou","-","X","-","-","-","-","-","-","-","-","-","-","-","-","-","-","-","-","-","-","-","-","-","-","-","-","-","-","-","-","-","-","-","-","-","-","-","-","-","-","-","-","-","-","-","-","-","-","-","-","-","-","-","-","-","-","-","-","-","-","-","-","-","-","-","-","-","-","-","-","-","-","-","-","-","-","-","-","-","-","-","-","-","-","-","-","-","-","-","-","-","-","-","-","-","-","-","-","-","-","-","-","-","-","-","-","-","-","-","-","-","-","-","-","-","-","-","-","-","-","-","-","-","-","-"]
["VINNO X9-G2-5P-21.5-海外主机","V10684",9000456,"启用","VINNO X9-G2-5P-21.5-海外主机","VINNO X9-G2-5P-21.5-Main Unit",null,"海外",null,"BR/RU",1,"Suzhou","-","-","-","X","-","-","-","-","-","-","-","-","-","-","-","-","-","-","-","-","-","-","-","-","-","-","-","-","-","-","-","-","-","-","-","-","-","-","-","-","-","-","-","-","-","-","-","-","-","-","-","-","-","-","-","-","-","-","-","-","-","-","-","-","-","-","-","-","-","-","-","-","-","-","-","-","-","-","-","-","-","-","-","-","-","-","-","-","-","-","-","-","-","-","-","-","-","-","-","-","-","-","-","-","-","-","-","-","-","-","-","-","-","-","-","-","-","-","-","-","-","-","-","-","-"]
["VINNO X9E-G2-4P-23.8-海外主机","V10685",9000457,"未发布","VINNO X9E-G2-4P-23.8-海外主机","VINNO X9E-G2-4P-23.8-Main Unit",null,"海外",null,"BR/RU",1,"Suzhou","-","-","-","-","-","-","-","-","-","-","-","-","-","-","-","-","-","-","-","-","-","-","-","-","-","-","-","-","-","-","-","-","-","-","-","-","-","-","-","-","-","-","-","-","-","-","-","-","-","-","-","-","-","-","-","-","-","-","-","-","-","-","-","-","-","-","-","-","-","-","-","-","-","-","-","-","-","-","-","-","-","-","-","-","-","-","-","-","-","-","-","-","-","-","-","-","-","-","-","-","-","-","-","-","-","-","-","-","-","-","-","-","-","-","-","-","-","-","-","-","-","-","-","-","-"]
["VINNO X9P-G2-4P-21.5-海外主机","V10686",9000458,"未发布","VINNO X9P-G2-4P-21.5-海外主机","VINNO X9P-G2-4P-21.5-Main Unit",null,"海外",null,"BR/RU",1,"Suzhou","-","-","-","-","-","-","-","-","-","-","-","-","-","-","-","-","-","-","-","-","-","-","-","-","-","-","-","-","-","-","-","-","-","-","-","-","-","-","-","-","-","-","-","-","-","-","-","-","-","-","-","-","-","-","-","-","-","-","-","-","-","-","-","-","-","-","-","-","-","-","-","-","-","-","-","-","-","-","-","-","-","-","-","-","-","-","-","-","-","-","-","-","-","-","-","-","-","-","-","-","-","-","-","-","-","-","-","-","-","-","-","-","-","-","-","-","-","-","-","-","-","-","-","-","-"]
["VINNO X9D-G2-5P-23.8-海外主机","V10687",9000459,"未发布","VINNO X9D-G2-5P-23.8-海外主机","VINNO X9D-G2-5P-23.8-Main Unit",null,"海外",null,"BR/RU",1,"Suzhou","-","-","-","-","-","-","-","-","-","-","-","-","-","-","-","-","-","-","-","-","-","-","-","-","-","-","-","-","-","-","-","-","-","-","-","-","-","-","-","-","-","-","-","-","-","-","-","-","-","-","-","-","-","-","-","-","-","-","-","-","-","-","-","-","-","-","-","-","-","-","-","-","-","-","-","-","-","-","-","-","-","-","-","-","-","-","-","-","-","-","-","-","-","-","-","-","-","-","-","-","-","-","-","-","-","-","-","-","-","-","-","-","-","-","-","-","-","-","-","-","-","-","-","-","-"]
["VINNO 75-G2-5P-21.5-海外主机","V10688",9000460,"启用","VINNO 75-G2-5P-21.5-海外主机","VINNO 75-G2-5P-21.5-Main Unit",null,"海外",null,"BR/RU",1,"Suzhou","-","-","X","-","-","-","-","-","-","-","-","-","-","-","-","-","-","-","-","-","-","-","-","-","-","-","-","-","-","-","-","-","-","-","-","-","-","-","-","-","-","-","-","-","-","-","-","-","-","-","-","-","-","-","-","-","-","-","-","-","-","-","-","-","-","-","-","-","-","-","-","-","-","-","-","-","-","-","-","-","-","-","-","-","-","-","-","-","-","-","-","-","-","-","-","-","-","-","-","-","-","-","-","-","-","-","-","-","-","-","-","-","-","-","-","-","-","-","-","-","-","-","-","-","-"]
["VINNO 75D-G2-5P-23.8-海外主机","V10689",9000461,"未发布","VINNO 75D-G2-5P-23.8-海外主机","VINNO 75D-G2-5P-23.8-Main Unit",null,"海外",null,"BR/RU",1,"Suzhou","-","-","-","-","-","-","-","-","-","-","-","-","-","-","-","-","-","-","-","-","-","-","-","-","-","-","-","-","-","-","-","-","-","-","-","-","-","-","-","-","-","-","-","-","-","-","-","-","-","-","-","-","-","-","-","-","-","-","-","-","-","-","-","-","-","-","-","-","-","-","-","-","-","-","-","-","-","-","-","-","-","-","-","-","-","-","-","-","-","-","-","-","-","-","-","-","-","-","-","-","-","-","-","-","-","-","-","-","-","-","-","-","-","-","-","-","-","-","-","-","-","-","-","-","-"]
["VINNO X8-G2-5P-21.5-海外主机","V10690",9000462,"未发布","VINNO X8-G2-5P-21.5-海外主机","VINNO X8-G2-5P-21.5-Main Unit",null,"海外",null,"BR/RU",1,"Suzhou","-","-","-","-","-","-","-","X","-","-","-","-","-","-","-","-","-","-","-","-","-","-","-","-","-","-","-","-","-","-","-","-","-","-","-","-","-","-","-","-","-","-","-","-","-","-","-","-","-","-","-","-","-","-","-","-","-","-","-","-","-","-","-","-","-","-","-","-","-","-","-","-","-","-","-","-","-","-","-","-","-","-","-","-","-","-","-","-","-","-","-","-","-","-","-","-","-","-","-","-","-","-","-","-","-","-","-","-","-","-","-","-","-","-","-","-","-","-","-","-","-","-","-","-","-"]
["VINNO X8E-G2-4P-23.8-海外主机","V10691",9000463,"未发布","VINNO X8E-G2-4P-23.8-海外主机","VINNO X8E-G2-4P-23.8-Main Unit",null,"海外",null,"BR/RU",1,"Suzhou","-","-","-","-","-","-","-","-","-","-","-","-","-","-","-","-","-","-","-","-","-","-","-","-","-","-","-","-","-","-","-","-","-","-","-","-","-","-","-","-","-","-","-","-","-","-","-","-","-","-","-","-","-","-","-","-","-","-","-","-","-","-","-","-","-","-","-","-","-","-","-","-","-","-","-","-","-","-","-","-","-","-","-","-","-","-","-","-","-","-","-","-","-","-","-","-","-","-","-","-","-","-","-","-","-","-","-","-","-","-","-","-","-","-","-","-","-","-","-","-","-","-","-","-","-"]
["VINNO X8P-G2-4P-21.5-海外主机","V10692",9000464,"未发布","VINNO X8P-G2-4P-21.5-海外主机","VINNO X8P-G2-4P-21.5-Main Unit",null,"海外",null,"BR/RU",1,"Suzhou","-","-","-","-","-","-","-","-","-","-","-","-","-","-","-","-","-","-","-","-","-","-","-","-","-","-","-","-","-","-","-","-","-","-","-","-","-","-","-","-","-","-","-","-","-","-","-","-","-","-","-","-","-","-","-","-","-","-","-","-","-","-","-","-","-","-","-","-","-","-","-","-","-","-","-","-","-","-","-","-","-","-","-","-","-","-","-","-","-","-","-","-","-","-","-","-","-","-","-","-","-","-","-","-","-","-","-","-","-","-","-","-","-","-","-","-","-","-","-","-","-","-","-","-","-"]
["VINNO X8D-G2-5P-23.8-海外主机","V10693",9000465,"未发布","VINNO X8D-G2-5P-23.8-海外主机","VINNO X8D-G2-5P-23.8-Main Unit",null,"海外",null,"BR/RU",1,"Suzhou","-","-","-","-","-","-","-","-","-","-","-","-","-","-","-","-","-","-","-","-","-","-","-","-","-","-","-","-","-","-","-","-","-","-","-","-","-","-","-","-","-","-","-","-","-","-","-","-","-","-","-","-","-","-","-","-","-","-","-","-","-","-","-","-","-","-","-","-","-","-","-","-","-","-","-","-","-","-","-","-","-","-","-","-","-","-","-","-","-","-","-","-","-","-","-","-","-","-","-","-","-","-","-","-","-","-","-","-","-","-","-","-","-","-","-","-","-","-","-","-","-","-","-","-","-"]
["VINNO 65-G2-5P-21.5-海外主机","V10694",9000466,"未发布","VINNO 65-G2-5P-21.5-海外主机","VINNO 65-G2-5P-21.5-Main Unit",null,"海外",null,"BR/RU",1,"Suzhou","-","-","-","-","-","-","X","-","-","-","-","-","-","-","-","-","-","-","-","-","-","-","-","-","-","-","-","-","-","-","-","-","-","-","-","-","-","-","-","-","-","-","-","-","-","-","-","-","-","-","-","-","-","-","-","-","-","-","-","-","-","-","-","-","-","-","-","-","-","-","-","-","-","-","-","-","-","-","-","-","-","-","-","-","-","-","-","-","-","-","-","-","-","-","-","-","-","-","-","-","-","-","-","-","-","-","-","-","-","-","-","-","-","-","-","-","-","-","-","-","-","-","-","-","-"]
["VINNO 65E-G2-4P-23.8-海外主机","V10695",9000467,"未发布","VINNO 65E-G2-4P-23.8-海外主机","VINNO 65E-G2-4P-23.8-Main Unit",null,"海外",null,"BR/RU",1,"Suzhou","-","-","-","-","-","-","-","-","-","-","-","-","-","-","-","-","-","-","-","-","-","-","-","-","-","-","-","-","-","-","-","-","-","-","-","-","-","-","-","-","-","-","-","-","-","-","-","-","-","-","-","-","-","-","-","-","-","-","-","-","-","-","-","-","-","-","-","-","-","-","-","-","-","-","-","-","-","-","-","-","-","-","-","-","-","-","-","-","-","-","-","-","-","-","-","-","-","-","-","-","-","-","-","-","-","-","-","-","-","-","-","-","-","-","-","-","-","-","-","-","-","-","-","-","-"]
["VINNO 65P-G2-4P-21.5-海外主机","V10696",9000468,"未发布","VINNO 65P-G2-4P-21.5-海外主机","VINNO 65P-G2-4P-21.5-Main Unit",null,"海外",null,"BR/RU",1,"Suzhou","-","-","-","-","-","-","-","-","-","-","-","-","-","-","-","-","-","-","-","-","-","-","-","-","-","-","-","-","-","-","-","-","-","-","-","-","-","-","-","-","-","-","-","-","-","-","-","-","-","-","-","-","-","-","-","-","-","-","-","-","-","-","-","-","-","-","-","-","-","-","-","-","-","-","-","-","-","-","-","-","-","-","-","-","-","-","-","-","-","-","-","-","-","-","-","-","-","-","-","-","-","-","-","-","-","-","-","-","-","-","-","-","-","-","-","-","-","-","-","-","-","-","-","-","-"]
["VINNO 65D-G2-5P-23.8-海外主机","V10697",9000469,"未发布","VINNO 65D-G2-5P-23.8-海外主机","VINNO 65D-G2-5P-23.8-Main Unit",null,"海外",null,"BR/RU",1,"Suzhou","-","-","-","-","-","-","-","-","-","-","-","-","-","-","-","-","-","-","-","-","-","-","-","-","-","-","-","-","-","-","-","-","-","-","-","-","-","-","-","-","-","-","-","-","-","-","-","-","-","-","-","-","-","-","-","-","-","-","-","-","-","-","-","-","-","-","-","-","-","-","-","-","-","-","-","-","-","-","-","-","-","-","-","-","-","-","-","-","-","-","-","-","-","-","-","-","-","-","-","-","-","-","-","-","-","-","-","-","-","-","-","-","-","-","-","-","-","-","-","-","-","-","-","-","-"]
["VINNO G65-G2-5P-21.5-海外主机","V10698",9000470,"启用","VINNO G65-G2-5P-21.5-海外主机","VINNO G65-G2-5P-21.5-Main Unit",null,"海外",null,"BR/RU",1,"Suzhou","-","-","-","-","-","X","-","-","-","-","-","-","-","-","-","-","-","-","-","-","-","-","-","-","-","-","-","-","-","-","-","-","-","-","-","-","-","-","-","-","-","-","-","-","-","-","-","-","-","-","-","-","-","-","-","-","-","-","-","-","-","-","-","-","-","-","-","-","-","-","-","-","-","-","-","-","-","-","-","-","-","-","-","-","-","-","-","-","-","-","-","-","-","-","-","-","-","-","-","-","-","-","-","-","-","-","-","-","-","-","-","-","-","-","-","-","-","-","-","-","-","-","-","-","-"]
["VINNO G65-G2-5P-21.5-海外主机-Front&Back","V10849",9001008,"未发布","VINNO G65-G2-5P-21.5-海外主机-Front&Back","VINNO G65-G2-5P-21.5-Main Unit-Front&Back",null,"海外",null,"BR/RU",1,"Suzhou","-","-","-","-","-","X","-","-","-","-","-","-","-","-","-","-","-","-","-","-","-","-","-","-","-","-","-","-","-","-","-","-","-","-","-","-","-","-","-","-","-","-","-","-","-","-","-","-","-","-","-","-","-","-","-","-","-","-","-","-","-","-","-","-","-","-","-","-","-","-","-","-","-","-","-","-","-","-","-","-","-","-","-","-","-","-","-","-","-","-","-","-","-","-","-","-","-","-","-","-","-","-","-","-","-","-","-","-","-","-","-","-","-","-","-","-","-","-","-","-","-","-","-","-","-"]
["VINNO G65-G2-4P-21.5-海外主机","V10724",9000891,"启用","VINNO G65-G2-4P-21.5-海外主机","VINNO G65-G2-4P-21.5-Main Unit",null,"海外",null,"BR/RU",1,"Suzhou","-","-","-","-","-","X","-","-","-","-","-","-","-","-","-","-","-","-","-","-","-","-","-","-","-","-","-","-","-","-","-","-","-","-","-","-","-","-","-","-","-","-","-","-","-","-","-","-","-","-","-","-","-","-","-","-","-","-","-","-","-","-","-","-","-","-","-","-","-","-","-","-","-","-","-","-","-","-","-","-","-","-","-","-","-","-","-","-","-","-","-","-","-","-","-","-","-","-","-","-","-","-","-","-","-","-","-","-","-","-","-","-","-","-","-","-","-","-","-","-","-","-","-","-","-"]
["VINNO G65-G2-5P-21.5-海外主机（乌兹别克斯坦）","V10947",9001115,"未发布","VINNO G65-G2-5P-21.5-海外主机（乌兹别克斯坦）","VINNO G65-G2-5P-21.5-Main Unit",null,"海外","UZ",null,1,"Suzhou","-","-","-","-","-","X","-","-","-","-","-","-","-","-","-","-","-","-","-","-","-","-","-","-","-","-","-","-","-","-","-","-","-","-","-","-","-","-","-","-","-","-","-","-","-","-","-","-","-","-","-","-","-","-","-","-","-","-","-","-","-","-","-","-","-","-","-","-","-","-","-","-","-","-","-","-","-","-","-","-","-","-","-","-","-","-","-","-","-","-","-","-","-","-","-","-","-","-","-","-","-","-","-","-","-","-","-","-","-","-","-","-","-","-","-","-","-","-","-","-","-","-","-","-","-"]
["VINNO G65D-G2-5P-23.8-海外主机","V10699",9000471,"启用","VINNO G65D-G2-5P-23.8-海外主机","VINNO G65D-G2-5P-23.8-Main Unit",null,"海外",null,"BR/RU",1,"Suzhou","-","-","-","-","X ","-","-","-","-","-","-","-","-",{"$nulls":17},"-","-","-","-","-","-","-","-","-","-","-","-","-","-","-","-","-","-","-","-","-","-","-","-","-","-","-","-","-","-","-","-","-","-","-","-","-","-","-","-","-","-","-","-","-","-","-","-","-","-","-","-","-","-","-","-","-","-","-","-","-","-",{"$nulls":5},"-","-","-","-","-","-","-","-","-","-","-","-","-","-","-","-","-","-","-","-","-","-","-","-","-","-","-","-"]
[{"$nulls":25},"-","-","-","-","-","-","-","-","-","-","-","-","-","-","-","-","-",{"$nulls":62},"-","-","-","-","-",{"$nulls":10},"-"]
["VINNO G86-G0-5P-23.8-海外主机（仅限CE国家使用）","V10498 ",9000697,"停用","VINNO G86-G0-5P-23.8-海外主机","VINNO G86-G0-5P-23.8-Main Unit",null,"海外","AT/BE/DK/FI/FR/DE/GR/IE/IT/LU/NL/PT/ES/SE/UK/EE/LV/LT/PL/CZ/SK/HU/SI/MT/CY/BG/RO/NO/",null,1,"Suzhou","X","-","-","-","-","-","-","-","-","-","-","-","-","-","-","-","-","-","-","-","-","-","-","-","-","-","-","-","-","-","-","-","-","-","-","-","-","-","-","-","-","-","-","-","-","-","-","-","-","-","-","-","-","-","-","-","-","-","-","-","-","-","-","-","-","-","-","-","-","-","-","-","-","-","-","-","-","-","-","-","-","-","-","-","-","-","-","-","-","-","-","-","-","-","-","-","-","-","-","-","-","-","-","-","-","-","-","-","-","-","-","-","-","-","-","-","-","-","-","-","-","-","-","-","-"]
["VINNO G86-G0-5P-21.5-海外主机（仅限CE国家使用）","V10497",9000696,"停用","VINNO G86-G0-5P-21.5-海外主机","VINNO G86-G0-5P-21.5-Main Unit",null,"海外","AT/BE/DK/FI/FR/DE/GR/IE/IT/LU/NL/PT/ES/SE/UK/EE/LV/LT/PL/CZ/SK/HU/SI/MT/CY/BG/RO/NO/",null,1,"Suzhou","X","-","-","-","-","-","-","-","-","-","-","-","-","-","-","-","-","-","-","-","-","-","-","-","-","-","-","-","-","-","-","-","-","-","-","-","-","-","-","-","-","-","-","-","-","-","-","-","-","-","-","-","-","-","-","-","-","-","-","-","-","-","-","-","-","-","-","-","-","-","-","-","-","-","-","-","-","-","-","-","-","-","-","-","-","-","-","-","-","-","-","-","-","-","-","-","-","-","-","-","-","-","-","-","-","-","-","-","-","-","-","-","-","-","-","-","-","-","-","-","-","-","-","-","-"]
["M86 System BOM-EN主机（仅限CE国家使用）","V10069",9000100,"停用","VINNO M86-G1-5P-21.5-海外主机","VINNO M86-4P-21.5-Main Unit",null,"海外","AT/BE/DK/FI/FR/DE/GR/IE/IT/LU/NL/PT/ES/SE/UK/EE/LV/LT/PL/CZ/SK/HU/SI/MT/CY/BG/RO/NO/",null,1,"Suzhou","-","X","-","-","-","-","-","-","-","-","-","-","-","-","-","-","-","-","-","-","-","-","-","-","-","-","-","-","-","-","-","-","-","-","-","-","-","-","-","-","-","-","-","-","-","-","-","-","-","-","-","-","-","-","-","-","-","-","-","-","-","-","-","-","-","-","-","-","-","-","-","-","-","-","-","-","-","-","-","-","-","-","-","-","-","-","-","-","-","-","-","-","-","-","-","-","-","-","-","-","-","-","-","-","-","-","-","-","-","-","-","-","-","-","-","-","-","-","-","-","-","-","-","-","-"]
["VINNO M86-G1-5P-21.5-海外主机（仅限CE国家使用）","V10367",9000576,"停用","VINNO M86-G1-5P-21.5-海外主机","VINNO M86-G1-5P-21.5-Main Unit",null,"海外","AT/BE/DK/FI/FR/DE/GR/IE/IT/LU/NL/PT/ES/SE/UK/EE/LV/LT/PL/CZ/SK/HU/SI/MT/CY/BG/RO/NO/",null,1,"Suzhou","-","X","-","-","-","-","-","-","-","-","-","-","-","-","-","-","-","-","-","-","-","-","-","-","-","-","-","-","-","-","-","-","-","-","-","-","-","-","-","-","-","-","-","-","-","-","-","-","-","-","-","-","-","-","-","-","-","-","-","-","-","-","-","-","-","-","-","-","-","-","-","-","-","-","-","-","-","-","-","-","-","-","-","-","-","-","-","-","-","-","-","-","-","-","-","-","-","-","-","-","-","-","-","-","-","-","-","-","-","-","-","-","-","-","-","-","-","-","-","-","-","-","-","-","-"]
["VINNO G80-G1-4P-21.5-海外主机（仅限CE国家使用）","V10356",9000565,"停用","VINNO G80-G1-4P-21.5-海外主机","VINNO G80-G1-4P-21.5- Main Unit",null,"海外","AT/BE/DK/FI/FR/DE/GR/IE/IT/LU/NL/PT/ES/SE/UK/EE/LV/LT/PL/CZ/SK/HU/SI/MT/CY/BG/RO/NO/",null,1,"Suzhou","-","-","-","-","-","-","-","-","-","-","X","-","-","-","-","-","-","-","-","-","-","-","-","-","-","-","-","-","-","-","-","-","-","-","-","-","-","-","-","-","-","-","-","-","-","-","-","-","-","-","-","-","-","-","-","-","-","-","-","-","-","-","-","-","-","-","-","-","-","-","-","-","-","-","-","-","-","-","-","-","-","-","-","-","-","-","-","-","-","-",null,null,"-","-","-","-","-","-",null,null,null,"-","-",null,"-","-",null,"-",{"$nulls":6},"-",null,"-","-","-","-","-","-","-","-","-"]
["VINNO 75-G1-4P-21.5-海外主机（仅限CE国家使用）","V10364",9000573,"停用","VINNO 75-G1-4P-21.5-海外主机","VINNO 75-G1-4P-21.5- Main Unit",null,"海外","AT/BE/DK/FI/FR/DE/GR/IE/IT/LU/NL/PT/ES/SE/UK/EE/LV/LT/PL/CZ/SK/HU/SI/MT/CY/BG/RO/NO/",null,1,"Suzhou","-","-","X","-","-","-","-","-","-","-","-","-","-","-","-","-","-","-","-","-","-","-","-","-","-","-","-","-","-","-","-","-","-","-","-","-","-","-","-","-","-","-","-","-","-","-","-","-","-","-","-","-","-","-","-","-","-","-","-","-","-","-","-","-","-","-","-","-","-","-","-","-","-","-","-","-","-","-","-","-","-","-","-","-","-","-","-","-","-","-",null,null,"-","-","-","-","-","-",null,null,null,"-","-",null,"-","-",null,"-",{"$nulls":6},"-",null,"-","-","-","-","-","-","-","-","-"]
["VINNO X9-G1-4P-21.5-海外主机（仅限CE国家使用）","V10361",9000570,"停用","VINNO X9-G1-4P-21.5-海外主机","VINNO X9-G1-4P-21.5- Main Unit",null,"海外","AT/BE/DK/FI/FR/DE/GR/IE/IT/LU/NL/PT/ES/SE/UK/EE/LV/LT/PL/CZ/SK/HU/SI/MT/CY/BG/RO/NO/",null,1,"Suzhou","-","-","-","X","-","-","-","-","-","-","-","-","-","-","-","-","-","-","-","-","-","-","-","-","-","-","-","-","-","-","-","-","-","-","-","-","-","-","-","-","-","-","-","-","-","-","-","-","-","-","-","-","-","-","-","-","-","-","-","-","-","-","-","-","-","-","-","-","-","-","-","-","-","-","-","-","-","-","-","-","-","-","-","-","-","-","-","-","-","-",null,null,"-","-","-","-","-","-",null,null,null,"-","-",null,"-","-",null,"-",{"$nulls":6},"-",null,"-","-","-","-","-","-","-","-","-"]
["VINNO M80-G1-5P-21.5-海外主机（仅限CE国家使用）","V10508",9000707,"停用","VINNO M80-G1-5P-21.5-海外主机","VINNO M80-G1-5P-21.5- Main Unit",null,"海外","AT/BE/DK/FI/FR/DE/GR/IE/IT/LU/NL/PT/ES/SE/UK/EE/LV/LT/PL/CZ/SK/HU/SI/MT/CY/BG/RO/NO/",null,1,"Suzhou","-","-","-","-","-","-","-","-","-","-","-","X","-","-","-","-","-","-","-","-","-","-","-","-","-","-","-","-","-","-","-","-","-","-","-","-","-","-","-","-","-","-","-","-","-","-","-","-","-","-","-","-","-","-","-","-","-","-","-","-","-","-","-","-","-","-","-","-","-","-","-","-","-","-","-","-","-","-","-","-","-","-","-","-","-","-","-","-","-","-",null,null,"-","-","-","-","-","-",null,null,null,"-","-",null,"-","-",null,"-",{"$nulls":6},"-",null,"-","-","-","-","-","-","-","-","-"]
["VINNO M80-G1-4P-21.5-海外主机（仅限CE国家使用）","V10357",9000566,"停用","VINNO M80-G1-4P-21.5-海外主机","VINNO M80-G1-4P-21.5- Main Unit",null,"海外","AT/BE/DK/FI/FR/DE/GR/IE/IT/LU/NL/PT/ES/SE/UK/EE/LV/LT/PL/CZ/SK/HU/SI/MT/CY/BG/RO/NO/",null,1,"Suzhou","-","-","-","-","-","-","-","-","-","-","-","X","-","-","-","-","-","-","-","-","-","-","-","-","-","-","-","-","-","-","-","-","-","-","-","-","-","-","-","-","-","-","-","-","-","-","-","-","-","-","-","-","-","-","-","-","-","-","-","-","-","-","-","-","-","-","-","-","-","-","-","-","-","-","-","-","-","-","-","-","-","-","-","-","-","-","-","-","-","-",null,null,"-","-","-","-","-","-",null,null,null,"-","-",null,"-","-",null,"-",{"$nulls":6},"-",null,"-","-","-","-","-","-","-","-","-"]
["VINNO G65-G1-5P-21.5-海外主机（仅限CE国家使用）","V10380 ",9000582,"停用","VINNO G65-G1-5P-21.5-海外主机","VINNO G65-G1-5P-21.5 Main Unit",null,"海外","AT/BE/DK/FI/FR/DE/GR/IE/IT/LU/NL/PT/ES/SE/UK/EE/LV/LT/PL/CZ/SK/HU/SI/MT/CY/BG/RO/NO/",null,1,"Suzhou","-","-","-","-","-","X","-","-","-","-","-","-","-","-","-","-","-","-","-","-","-","-","-","-","-","-","-","-","-","-","-","-","-","-","-","-","-","-","-","-","-","-","-","-","-","-","-","-","-","-","-","-","-","-","-","-","-","-","-","-","-","-","-","-","-","-","-","-","-","-","-","-","-","-","-","-","-","-","-","-","-","-","-","-","-","-","-","-","-","-","-","-","-","-","-","-","-","-","-","-","-","-","-","-","-","-","-","-","-","-","-","-","-","-","-","-","-","-","-","-","-","-","-","-","-"]
["VINNO G65-G1-4P-21.5-海外主机（仅限CE国家使用）","V10358",9000567,"停用","VINNO G65-G1-4P-21-海外主机","VINNO G65-G1-4P-21.5 Main Unit",null,"海外","AT/BE/DK/FI/FR/DE/GR/IE/IT/LU/NL/PT/ES/SE/UK/EE/LV/LT/PL/CZ/SK/HU/SI/MT/CY/BG/RO/NO/",null,1,"Suzhou","-","-","-","-","-","X","-","-","-","-","-","-","-","-","-","-","-","-","-","-","-","-","-","-","-","-","-","-","-","-","-","-","-","-","-","-","-","-","-","-","-","-","-","-","-","-","-","-","-","-","-","-","-","-","-","-","-","-","-","-","-","-","-","-","-","-","-","-","-","-","-","-","-","-","-","-","-","-","-","-","-","-","-","-","-","-","-","-","-","-","-","-","-","-","-","-","-","-","-","-","-","-","-","-","-","-","-","-","-","-","-","-","-","-","-","-","-","-","-","-","-","-","-","-","-"]
["VINNO G60升降 system EN主机（仅限CE国家使用）","V10004",9000145,"停用","VINNO G60-G1-4P-21.5-海外主机","VINNO G60-4P-21.5-Main Unit",null,"海外","AT/BE/DK/FI/FR/DE/GR/IE/IT/LU/NL/PT/ES/SE/UK/EE/LV/LT/PL/CZ/SK/HU/SI/MT/CY/BG/RO/NO/",null,1,"Suzhou","-","-","-","-","-","-","-","-","-","-","-","-","X","-","-","-","-","-","-","-","-","-","-","-","-","-","-","-","-","-","-","-","-","-","-","-","-","-","-","-","-","-","-","-","-","-","-","-","-","-","-","-","-","-","-","-","-","-","-","-","-","-","-","-","-","-","-","-","-","-","-","-","-","-","-","-","-","-","-","-","-","-","-","-","-","-","-","-","-","-","-","-","-","-","-","-","-","-","-","-","-","-","-","-","-","-","-","-","-","-","-","-","-","-","-","-","-","-","-","-","-","-","-","-","-"]
["VINNO G60-G1-4P-21.5-海外主机（仅限CE国家使用）","V10359",9000568,"停用","VINNO G60-G1-4P-21.5-海外主机","VINNO G60-G1-4P-21.5-Main Unit",null,"海外","AT/BE/DK/FI/FR/DE/GR/IE/IT/LU/NL/PT/ES/SE/UK/EE/LV/LT/PL/CZ/SK/HU/SI/MT/CY/BG/RO/NO/",null,1,"Suzhou","-","-","-","-","-","-","-","-","-","-","-","-","X","-","-","-","-","-","-","-","-","-","-","-","-","-","-","-","-","-","-","-","-","-","-","-","-","-","-","-","-","-","-","-","-","-","-","-","-","-","-","-","-","-","-","-","-","-","-","-","-","-","-","-","-","-","-","-","-","-","-","-","-","-","-","-","-","-","-","-","-","-","-","-","-","-","-","-","-","-","-","-","-","-","-","-","-","-","-","-","-","-","-","-","-","-","-","-","-","-","-","-","-","-","-","-","-","-","-","-","-","-","-","-","-"]
["VINNO X8-G1-4P-21.5-海外主机（仅限CE国家使用）","V10360",9000569,"停用","VINNO X8-G1-4P-21-海外主机","VINNO X8-G1-4P-21.5 Main Unit",null,"海外","AT/BE/DK/FI/FR/DE/GR/IE/IT/LU/NL/PT/ES/SE/UK/EE/LV/LT/PL/CZ/SK/HU/SI/MT/CY/BG/RO/NO/",null,1,"Suzhou","-","-","-","-","-","-","-","X","-","-","-","-","-","-","-","-","-","-","-","-","-","-","-","-","-","-","-","-","-","-","-","-","-","-","-","-","-","-","-","-","-","-","-","-","-","-","-","-","-","-","-","-","-","-","-","-","-","-","-","-","-","-","-","-","-","-","-","-","-","-","-","-","-","-","-","-","-","-","-","-","-","-","-","-","-","-","-","-","-","-","-","-","-","-","-","-","-","-","-","-","-","-","-","-","-","-","-","-","-","-","-","-","-","-","-","-","-","-","-","-","-","-","-","-","-"]
["VINNO G55E_ARM_23.8LCD-4P_EU","V10535",9000741,"未发布","VINNO G55E_ARM_23.8LCD-4P-海外主机","VINNO G55E_ARM_23.8LCD-4P Main Unit",null,"海外",null,"BR",1,"Suzhou","-","-","-","-","-","-","-","-","-","-","-","-","-","-","-","-","-","-","-","-","-","-","-","-","-","-","-","-","-","-","X","-","-","-","-","-","-","-","-","-","-","-","-","-","-","-","-","-","-","-","-","-","-","-","-","-","-","-","-","-","-","-","-","-","-","-","-","-","-","-","-","-","-","-","-","-","-","-","-","-","-","-","-","-","-","-","-","-","-","-","-","-","-","-","-","-","-","-","-","-","-","-","-","-","-","-","-","-","-","-","-","-","-","-","-","-","-","-","-","-","-","-","-","-","-"]
["VINNO G55E_ARM_23.8LCD-3P_EU","V10536",9000742,"未发布","VINNO G55E_ARM_23.8LCD-3P-海外主机","VINNO G55E_ARM_23.8LCD-3P Main Unit",null,"海外",null,"BR",1,"Suzhou","-","-","-","-","-","-","-","-","-","-","-","-","-","-","-","-","-","-","-","-","-","-","-","-","-","-","-","-","-","-","X","-","-","-","-","-","-","-","-","-","-","-","-","-","-","-","-","-","-","-","-","-","-","-","-","-","-","-","-","-","-","-","-","-","-","-","-","-","-","-","-","-","-","-","-","-","-","-","-","-","-","-","-","-","-","-","-","-","-","-","-","-","-","-","-","-","-","-","-","-","-","-","-","-","-","-","-","-","-","-","-","-","-","-","-","-","-","-","-","-","-","-","-","-","-"]
["VINNO G55 System EU主机","V10063",9000116,"停用","VINNO G55海外版主机","VINNO G55-3P-18.5 Main Unit",null,"海外",null,"BR",1,"Suzhou","-","-","-","-","-","-","-","-","-","-","-","-","-","-","-","-","-","-","-","-","-","-","-","-","-","-","-","-","-","-","-","-","X","-","-","-","-","-","-","-","-","-","-","-","-","-","-","-","-","-","-","-","-","-","-","-","-","-","-","-","-","-","-","-","-","-","-","-","-","-","-","-","-","-","-","-","-","-","-","-","-","-","-","-","-","-","-","-","-","-","-","-","-","-","-","-","-","-","-","-","-","-","-","-","-","-","-","-","-","-","-","-","-","-","-","-","-","-","-","-","-","-","-","-","-"]
["VINNO G55_ARM System EU主机","V10063","9000304","启用","VINNO G55海外版主机","VINNO G55-3P-18.5 Main Unit",null,"海外",null,"BR",1,"Suzhou","-","-","-","-","-","-","-","-","-","-","-","-","-","-","-","-","-","-","-","-","-","-","-","-","-","-","-","-","-","-","-","-","X","-","-","-","-","-","-","-","-","-","-","-","-","-","-","-","-","-","-","-","-","-","-","-","-","-","-","-","-","-","-","-","-","-","-","-","-","-","-","-","-","-","-","-","-","-","-","-","-","-","-","-","-","-","-","-","-","-","-","-","-","-","-","-","-","-","-","-","-","-","-","-","-","-","-","-","-","-","-","-","-","-","-","-","-","-","-","-","-","-","-","-","-"]
["VINNO G55_ARM_23.8LCD-4P_EU","V10533",9000739,"未发布","VINNO G55_ARM_23.8LCD-4P-海外主机","VINNO G55_ARM_23.8LCD-4P Main Unit",null,"海外",null,"BR",1,"Suzhou","-","-","-","-","-","-","-","-","-","-","-","-","-","-","-","-","-","-","-","-","-","-","-","-","-","-","-","-","-","-","-","-","X","-","-","-","-","-","-","-","-","-","-","-","-","-","-","-","-","-","-","-","-","-","-","-","-","-","-","-","-","-","-","-","-","-","-","-","-","-","-","-","-","-","-","-","-","-","-","-","-","-","-","-","-","-","-","-","-","-","-","-","-","-","-","-","-","-","-","-","-","-","-","-","-","-","-","-","-","-","-","-","-","-","-","-","-","-","-","-","-","-","-","-","-"]
["VINNO G55_ARM_23.8LCD-3P_EU","V10534",9000740,"未发布","VINNO G55_ARM_23.8LCD-3P-海外主机","VINNO G55_ARM_23.8LCD-3P Main Unit",null,"海外",null,"BR",1,"Suzhou","-","-","-","-","-","-","-","-","-","-","-","-","-","-","-","-","-","-","-","-","-","-","-","-","-","-","-","-","-","-","-","-","X","-","-","-","-","-","-","-","-","-","-","-","-","-","-","-","-","-","-","-","-","-","-","-","-","-","-","-","-","-","-","-","-","-","-","-","-","-","-","-","-","-","-","-","-","-","-","-","-","-","-","-","-","-","-","-","-","-","-","-","-","-","-","-","-","-","-","-","-","-","-","-","-","-","-","-","-","-","-","-","-","-","-","-","-","-","-","-","-","-","-","-","-"]
["VINNO G55_ARM-4P System EU主机","V10103","9000306","启用","VINNO G55四口升降海外版主机","VINNOG55-4P-18.5 Main Unit",null,"海外",null,"BR",1,"Suzhou","-","-","-","-","-","-","-","-","-","-","-","-","-","-","-","-","-","-","-","-","-","-","-","-","-","-","-","-","-","-","-","-","X","-","-","-","-","-","-","-","-","-","-","-","-","-","-","-","-","-","-","-","-","-","-","-","-","-","-","-","-","-","-","-","-","-","-","-","-","-","-","-","-","-","-","-","-","-","-","-","-","-","-","-","-","-","-","-","-","-","-","-","-","-","-","-","-","-","-","-","-","-","-","-","-","-","-","-","-","-","-","-","-","-","-","-","-","-","-","-","-","-","-","-","-"]
["VINNO G55-4P-海外版主机-21.5英寸显示器主机","V10102",9000186,"停用","VINNO G55四口21.5LCD海外版主机","VINNO G55-4P-21.5  Main Unit",null,"海外",null,"BR",1,"Suzhou","-","-","-","-","-","-","-","-","-","-","-","-","-","-","-","-","-","-","-","-","-","-","-","-","-","-","-","-","-","-","-","-","X","-","-","-","-","-","-","-","-","-","-","-","-","-","-","-","-","-","-","-","-","-","-","-","-","-","-","-","-","-","-","-","-","-","-","-","-","-","-","-","-","-","-","-","-","-","-","-","-","-","-","-","-","-","-","-","-","-","-","-","-","-","-","-","-","-","-","-","-","-","-","-","-","-","-","-","-","-","-","-","-","-","-","-","-","-","-","-","-","-","-","-","-"]
["VINNO G55 ARM-4P-21.5-TEE海外主机","V10605",9000841,"启用","VINNO G55 ARM-4P-21.5-TEE海外主机","VINNO G55 ARM-4P-21.5-TEE  Main Unit",null,"海外",null,"BR",1,"Suzhou","-","-","-","-","-","-","-","-","-","-","-","-","-","-","-","-","-","-","-","-","-","-","-","-","-","-","-","-","-","-","-","X","-","-","-","-","-","-","-","-","-","-","-","-","-","-","-","-","-","-","-","-","-","-","-","-","-","-","-","-","-","-","-","-","-","-","-","-","-","-","-","-","-","-","-","-","-","-","-","-","-","-","-","-","-","-","-","-","-","-","-","-","-","-","-","-","-","-","-","-","-","-","-","-","-","-","-","-","-","-","-","-","-","-","-","-","-","-","-","-","-","-","-","-","-"]
["VINNO G55_ARM-4P-21.5LCD System EU主机","V10102","9000305","启用","VINNO G55四口21.5LCD海外版主机","VINNO G55_ARM-4P-21.5  Main Unit",null,"海外",null,"BR",1,"Suzhou","-","-","-","-","-","-","-","-","-","-","-","-","-","-","-","-","-","-","-","-","-","-","-","-","-","-","-","-","-","-","-","-","X","-","-","-","-","-","-","-","-","-","-","-","-","-","-","-","-","-","-","-","-","-","-","-","-","-","-","-","-","-","-","-","-","-","-","-","-","-","-","-","-","-","-","-","-","-","-","-","-","-","-","-","-","-","-","-","-","-","-","-","-","-","-","-","-","-","-","-","-","-","-","-","-","-","-","-","-","-","-","-","-","-","-","-","-","-","-","-","-","-","-","-","-"]
["VINNO G55-4P-21.5-R EU主机","V10948",9001116,"未发布","VINNO G55-4P-21.5-R EU主机","VINNO G55_ARM-4P-21.5-R Main Unit",null,"海外",null,"BR",1,"Suzhou","-","-","-","-","-","-","-","-","-","-","-","-","-","-","-","-","-","-","-","-","-","-","-","-","-","-","-","-","-","-","-","-","X","-","-","-","-","-","-","-","-","-","-","-","-","-","-","-","-","-","-","-","-","-","-","-","-","-","-","-","-","-","-","-","-","-","-","-","-","-","-","-","-","-","-","-","-","-","-","-","-","-","-","-","-","-","-","-","-","-","-","-","-","-","-","-","-","-","-","-","-","-","-","-","-","-","-","-","-","-","-","-","-","-","-","-","-","-","-","-","-","-","-","-","-"]
["VINNO G55P_ARM_23.8LCD-4P_EU","V10537",9000743,"未发布","VINNO G55P_ARM_23.8LCD-4P海外版机","VINNO G55P_ARM_23.8LCD-4P  Main Unit",null,"海外",null,"BR",1,"Suzhou","-","-","-","-","-","-","-","-","-","-","-","-","-","-","-","-","-","-","-","-","-","-","-","-","-","-","-","-","-","-","-","-","-","X","-","-","-","-","-","-","-","-","-","-","-","-","-","-","-","-","-","-","-","-","-","-","-","-","-","-","-","-","-","-","-","-","-","-","-","-","-","-","-","-","-","-","-","-","-","-","-","-","-","-","-","-","-","-","-","-","-","-","-","-","-","-","-","-","-","-","-","-","-","-","-","-","-","-","-","-","-","-","-","-","-","-","-","-","-","-","-","-","-","-","-"]
["VINNO G55P_ARM_23.8LCD-3P_EU","V10538",9000744,"未发布","VINNO G55P_ARM_23.8LCD-3P海外版机","VINNO G55P_ARM_23.8LCD-3P  Main Unit",null,"海外",null,"BR",1,"Suzhou","-","-","-","-","-","-","-","-","-","-","-","-","-","-","-","-","-","-","-","-","-","-","-","-","-","-","-","-","-","-","-","-","-","X","-","-","-","-","-","-","-","-","-","-","-","-","-","-","-","-","-","-","-","-","-","-","-","-","-","-","-","-","-","-","-","-","-","-","-","-","-","-","-","-","-","-","-","-","-","-","-","-","-","-","-","-","-","-","-","-","-","-","-","-","-","-","-","-","-","-","-","-","-","-","-","-","-","-","-","-","-","-","-","-","-","-","-","-","-","-","-","-","-","-","-"]
["VINNO G50 ARM System EU主机","V10006","9000352","停用","VINNO G50升降海外版主机","VINNO G50-3P-18.5 Main Unit",null,"海外",null,"BR",1,"Suzhou","-","-","-","-","-","-","-","-","-","-","-","-","-","-","-","-","-","-","-","-","-","-","-","-","-","-","-","-","-","-","-","-","-","-","X","-","-","-","-","-","-","-","-","-","-","-","-","-","-","-","-","-","-","-","-","-","-","-","-","-","-","-","-","-","-","-","-","-","-","-","-","-","-","-","-","-","-","-","-","-","-","-","-","-","-","-","-","-","-","-","-","-","-","-","-","-","-","-","-","-","-","-","-","-","-","-","-","-","-","-","-","-","-","-","-","-","-","-","-","-","-","-","-","-","-"]
["VINNO G50 ARM-4P System EU主机","V10087","9000356","停用","VINNO G50四口升降海外版主机","VINNO G50-4P-18.5 Main Unit",null,"海外",null,"BR",1,"Suzhou","-","-","-","-","-","-","-","-","-","-","-","-","-","-","-","-","-","-","-","-","-","-","-","-","-","-","-","-","-","-","-","-","-","-","X","-","-","-","-","-","-","-","-","-","-","-","-","-","-","-","-","-","-","-","-","-","-","-","-","-","-","-","-","-","-","-","-","-","-","-","-","-","-","-","-","-","-","-","-","-","-","-","-","-","-","-","-","-","-","-","-","-","-","-","-","-","-","-","-","-","-","-","-","-","-","-","-","-","-","-","-","-","-","-","-","-","-","-","-","-","-","-","-","-","-"]
["VINNO G50 ARM_21.5 LCD-4P System EU主机","V10109","9000360","停用","VINNO G50四口21.5LCD海外版主机","VINNO G50-4P-21.5 Main Unit",null,"海外",null,"BR",1,"Suzhou","-","-","-","-","-","-","-","-","-","-","-","-","-","-","-","-","-","-","-","-","-","-","-","-","-","-","-","-","-","-","-","-","-","-","X","-","-","-","-","-","-","-","-","-","-","-","-","-","-","-","-","-","-","-","-","-","-","-","-","-","-","-","-","-","-","-","-","-","-","-","-","-","-","-","-","-","-","-","-","-","-","-","-","-","-","-","-","-","-","-","-","-","-","-","-","-","-","-","-","-","-","-","-","-","-","-","-","-","-","-","-","-","-","-","-","-","-","-","-","-","-","-","-","-","-"]
["VINNO X65 ARM system EU主机","V10097","9000368","启用","VINNO X65海外版机","VINNO X65-3P-18.5 Main Unit",null,"海外",null,"BR",1,"Suzhou","-","-","-","-","-","-","-","-","-","-","-","-","-","-","-","-","-","-","-","-","-","-","-","-","-","-","-","-","-","-","-","-","-","-","-","X","-","-","-","-","-","-","-","-","-","-","-","-","-","-","-","-","-","-","-","-","-","-","-","-","-","-","-","-","-","-","-","-","-","-","-","-","-","-","-","-","-","-","-","-","-","-","-","-","-","-","-","-","-","-","-","-","-","-","-","-","-","-","-","-","-","-","-","-","-","-","-","-","-","-","-","-","-","-","-","-","-","-","-","-","-","-","-","-","-"]
["VINNO X65-21.5LCD system EU主机","V10401",9000606,"启用","VINNO X65海外版机","VINNO X65-3P-21.5 Main Unit",null,"海外",null,"BR",1,"Suzhou","-","-","-","-","-","-","-","-","-","-","-","-","-","-","-","-","-","-","-","-","-","-","-","-","-","-","-","-","-","-","-","-","-","-","-","X","-","-","-","-","-","-","-","-","-","-","-","-","-","-","-","-","-","-","-","-","-","-","-","-","-","-","-","-","-","-","-","-","-","-","-","-","-","-","-","-","-","-","-","-","-","-","-","-","-","-","-","-","-","-","-","-","-","-","-","-","-","-","-","-","-","-","-","-","-","-","-","-","-","-","-","-","-","-","-","-","-","-","-","-","-","-","-","-","-"]
["VINNO X65_ARM_23.8LCD-4P_EU","V10545",9000751,"未发布","VINNO X65_ARM_23.8LCD-4P海外版机","VINNO X65_ARM_23.8LCD-4P Main Unit",null,"海外",null,"BR",1,"Suzhou","-","-","-","-","-","-","-","-","-","-","-","-","-","-","-","-","-","-","-","-","-","-","-","-","-","-","-","-","-","-","-","-","-","-","-","X","-","-","-","-","-","-","-","-","-","-","-","-","-","-","-","-","-","-","-","-","-","-","-","-","-","-","-","-","-","-","-","-","-","-","-","-","-","-","-","-","-","-","-","-","-","-","-","-","-","-","-","-","-","-","-","-","-","-","-","-","-","-","-","-","-","-","-","-","-","-","-","-","-","-","-","-","-","-","-","-","-","-","-","-","-","-","-","-","-"]
["VINNO X65_ARM_23.8LCD-3P_EU","V10546",9000752,"未发布","VINNO X65_ARM_23.8LCD-3P海外版机","VINNO X65_ARM_23.8LCD-3P Main Unit",null,"海外",null,"BR",1,"Suzhou","-","-","-","-","-","-","-","-","-","-","-","-","-","-","-","-","-","-","-","-","-","-","-","-","-","-","-","-","-","-","-","-","-","-","-","X","-","-","-","-","-","-","-","-","-","-","-","-","-","-","-","-","-","-","-","-","-","-","-","-","-","-","-","-","-","-","-","-","-","-","-","-","-","-","-","-","-","-","-","-","-","-","-","-","-","-","-","-","-","-","-","-","-","-","-","-","-","-","-","-","-","-","-","-","-","-","-","-","-","-","-","-","-","-","-","-","-","-","-","-","-","-","-","-","-"]
["VINNO M55E_ARM_23.8LCD-4P_EU","V10541",9000747,"未发布","VINNO M55E_ARM_23.8LCD-4P海外版机","VINNO M55E_ARM_23.8LCD-4P Main Unit",null,"海外",null,"BR",1,"Suzhou","-","-","-","-","-","-","-","-","-","-","-","-","-","-","-","-","-","-","-","-","-","-","-","-","-","-","-","-","-","-","-","-","-","-","-","-","X","-","-","-","-","-","-","-","-","-","-","-","-","-","-","-","-","-","-","-","-","-","-","-","-","-","-","-","-","-","-","-","-","-","-","-","-","-","-","-","-","-","-","-","-","-","-","-","-","-","-","-","-","-","-","-","-","-","-","-","-","-","-","-","-","-","-","-","-","-","-","-","-","-","-","-","-","-","-","-","-","-","-","-","-","-","-","-","-"]
["VINNO M55E_ARM_23.8LCD-3P_EU","V10542",9000748,"未发布","VINNO M55E_ARM_23.8LCD-3P海外版机","VINNO M55E_ARM_23.8LCD-3P Main Unit",null,"海外",null,"BR",1,"Suzhou","-","-","-","-","-","-","-","-","-","-","-","-","-","-","-","-","-","-","-","-","-","-","-","-","-","-","-","-","-","-","-","-","-","-","-","-","X","-","-","-","-","-","-","-","-","-","-","-","-","-","-","-","-","-","-","-","-","-","-","-","-","-","-","-","-","-","-","-","-","-","-","-","-","-","-","-","-","-","-","-","-","-","-","-","-","-","-","-","-","-","-","-","-","-","-","-","-","-","-","-","-","-","-","-","-","-","-","-","-","-","-","-","-","-","-","-","-","-","-","-","-","-","-","-","-"]
["VINNO M55 ARM system EU主机","V10064","9000367","启用","VINNO M55海外版主机","VINNO M55-3P-18.5 Main Unit",null,"海外",null,"BR",1,"Suzhou","-","-","-","-","-","-","-","-","-","-","-","-","-","-","-","-","-","-","-","-","-","-","-","-","-","-","-","-","-","-","-","-","-","-","-","-","-","X","-","-","-","-","-","-","-","-","-","-","-","-","-","-","-","-","-","-","-","-","-","-","-","-","-","-","-","-","-","-","-","-","-","-","-","-","-","-","-","-","-","-","-","-","-","-","-","-","-","-","-","-","-","-","-","-","-","-","-","-","-","-","-","-","-","-","-","-","-","-","-","-","-","-","-","-","-","-","-","-","-","-","-","-","-","-","-"]
["VINNO M55_ARM_23.8LCD-4P_EU","V10539",9000745,"未发布","VINNO M55_ARM_23.8LCD-4P海外版主机","VINNO M55_ARM_23.8LCD-4P Main Unit",null,"海外",null,"BR",1,"Suzhou","-","-","-","-","-","-","-","-","-","-","-","-","-","-","-","-","-","-","-","-","-","-","-","-","-","-","-","-","-","-","-","-","-","-","-","-","-","X","-","-","-","-","-","-","-","-","-","-","-","-","-","-","-","-","-","-","-","-","-","-","-","-","-","-","-","-","-","-","-","-","-","-","-","-","-","-","-","-","-","-","-","-","-","-","-","-","-","-","-","-","-","-","-","-","-","-","-","-","-","-","-","-","-","-","-","-","-","-","-","-","-","-","-","-","-","-","-","-","-","-","-","-","-","-","-"]
["VINNO M55_ARM_23.8LCD-3P_EU","V10540",9000746,"未发布","VINNO M55_ARM_23.8LCD-3P海外版主机","VINNO M55_ARM_23.8LCD-3P Main Unit",null,"海外",null,"BR",1,"Suzhou","-","-","-","-","-","-","-","-","-","-","-","-","-","-","-","-","-","-","-","-","-","-","-","-","-","-","-","-","-","-","-","-","-","-","-","-","-","X","-","-","-","-","-","-","-","-","-","-","-","-","-","-","-","-","-","-","-","-","-","-","-","-","-","-","-","-","-","-","-","-","-","-","-","-","-","-","-","-","-","-","-","-","-","-","-","-","-","-","-","-","-","-","-","-","-","-","-","-","-","-","-","-","-","-","-","-","-","-","-","-","-","-","-","-","-","-","-","-","-","-","-","-","-","-","-"]
["VINNO M55 ARM-4P system EU主机","V10104","9000378","启用","VINNO M55四口升降海外版主机","VINNO M55-4P-18.5 Main Unit",null,"海外",null,"BR",1,"Suzhou","-","-","-","-","-","-","-","-","-","-","-","-","-","-","-","-","-","-","-","-","-","-","-","-","-","-","-","-","-","-","-","-","-","-","-","-","-","X","-","-","-","-","-","-","-","-","-","-","-","-","-","-","-","-","-","-","-","-","-","-","-","-","-","-","-","-","-","-","-","-","-","-","-","-","-","-","-","-","-","-","-","-","-","-","-","-","-","-","-","-","-","-","-","-","-","-","-","-","-","-","-","-","-","-","-","-","-","-","-","-","-","-","-","-","-","-","-","-","-","-","-","-","-","-","-"]
["VINNO M55 ARM-4P-21.5 LCD system EU主机","V10157","9000377","启用","VINNO M55四口21.5 LCD海外版主机","VINNO M55-4P-21.5 Main Unit",null,"海外",null,"BR",1,"Suzhou","-","-","-","-","-","-","-","-","-","-","-","-","-","-","-","-","-","-","-","-","-","-","-","-","-","-","-","-","-","-","-","-","-","-","-","-","-","X","-","-","-","-","-","-","-","-","-","-","-","-","-","-","-","-","-","-","-","-","-","-","-","-","-","-","-","-","-","-","-","-","-","-","-","-","-","-","-","-","-","-","-","-","-","-","-","-","-","-","-","-","-","-","-","-","-","-","-","-","-","-","-","-","-","-","-","-","-","-","-","-","-","-","-","-","-","-","-","-","-","-","-","-","-","-","-"]
["VINNO M55P_ARM_23.8LCD-4P_EU","V10543",9000749,"未发布","VINNO M55P_ARM_23.8LCD-4P海外版主机","VINNO M55P_ARM_23.8LCD-4P Main Unit",null,"海外",null,"BR",1,"Suzhou","-","-","-","-","-","-","-","-","-","-","-","-","-","-","-","-","-","-","-","-","-","-","-","-","-","-","-","-","-","-","-","-","-","-","-","-","-","-","X","-","-","-","-","-","-","-","-","-","-","-","-","-","-","-","-","-","-","-","-","-","-","-","-","-","-","-","-","-","-","-","-","-","-","-","-","-","-","-","-","-","-","-","-","-","-","-","-","-","-","-","-","-","-","-","-","-","-","-","-","-","-","-","-","-","-","-","-","-","-","-","-","-","-","-","-","-","-","-","-","-","-","-","-","-","-"]
["VINNO M55P_ARM_23.8LCD-3P_EU","V10544",9000750,"未发布","VINNO M55P_ARM_23.8LCD-3P海外版主机","VINNO M55P_ARM_23.8LCD-3P Main Unit",null,"海外",null,"BR",1,"Suzhou","-","-","-","-","-","-","-","-","-","-","-","-","-","-","-","-","-","-","-","-","-","-","-","-","-","-","-","-","-","-","-","-","-","-","-","-","-","-","X","-","-","-","-","-","-","-","-","-","-","-","-","-","-","-","-","-","-","-","-","-","-","-","-","-","-","-","-","-","-","-","-","-","-","-","-","-","-","-","-","-","-","-","-","-","-","-","-","-","-","-","-","-","-","-","-","-","-","-","-","-","-","-","-","-","-","-","-","-","-","-","-","-","-","-","-","-","-","-","-","-","-","-","-","-","-"]
["VINNOM50欧洲版主机","V10010",9000024,"停用","VINNO M50升降海外版主机","VINNO M50-3P-18.5 Main Unit",null,"海外",null,"BR",1,"Suzhou","-","-","-","-","-","-","-","-","-","-","-","-","-","-","-","-","-","-","-","-","-","-","-","-","-","-","-","-","-","-","-","-","-","-","-","-","-","-","-","X","-","-","-","-","-","-","-","-","-","-","-","-","-","-","-","-","-","-","-","-","-","-","-","-","-","-","-","-","-","-","-","-","-","-","-","-","-","-","-","-","-","-","-","-","-","-","-","-","-","-","-","-","-","-","-","-","-","-","-","-","-","-","-","-","-","-","-","-","-","-","-","-","-","-","-","-","-","-","-","-","-","-","-","-","-"]
["VINNO M50 ARM system EU主机","V10010","9000366","停用","VINNO M50升降海外版主机","VINNO M50-3P-18.5 Main Unit",null,"海外",null,"BR",1,"Suzhou","-","-","-","-","-","-","-","-","-","-","-","-","-","-","-","-","-","-","-","-","-","-","-","-","-","-","-","-","-","-","-","-","-","-","-","-","-","-","-","X","-","-","-","-","-","-","-","-","-","-","-","-","-","-","-","-","-","-","-","-","-","-","-","-","-","-","-","-","-","-","-","-","-","-","-","-","-","-","-","-","-","-","-","-","-","-","-","-","-","-","-","-","-","-","-","-","-","-","-","-","-","-","-","-","-","-","-","-","-","-","-","-","-","-","-","-","-","-","-","-","-","-","-","-","-"]
["VINNO M50 ARM-4P-21.5 LCD system EU主机","V10158",9000376,"停用","VINNO M50 ARM-4P-21.5 LCD system EU主机","VINNO M50-4P-21.5 Main Unit",null,"海外",null,"BR",1,"Suzhou","-","-","-","-","-","-","-","-","-","-","-","-","-","-","-","-","-","-","-","-","-","-","-","-","-","-","-","-","-","-","-","-","-","-","-","-","-","-","-","X","-","-","-","-","-","-","-","-","-","-","-","-","-","-","-","-","-","-","-","-","-","-","-","-","-","-","-","-","-","-","-","-","-","-","-","-","-","-","-","-","-","-","-","-","-","-","-","-","-","-","-","-","-","-","-","-","-","-","-","-","-","-","-","-","-","-","-","-","-","-","-","-","-","-","-","-","-","-","-","-","-","-","-","-","-"]
["VINNO X6 ARM system EU主机","V10067","9000374","启用","VINNO X6 升降海外版主机","VINNO X6-3P-18.5  Main Unit",null,"海外",null,"BR",1,"Suzhou","-","-","-","-","-","-","-","-","-","-","-","-","-","-","-","-","-","-","-","-","-","-","-","-","-","-","-","-","-","-","-","-","-","-","-","-","-","-","-","-","X","-","-","-","-","-","-","-","-","-","-","-","-","-","-","-","-","-","-","-","-","-","-","-","-","-","-","-","-","-","-","-","-","-","-","-","-","-","-","-","-","-","-","-","-","-","-","-","-","-","-","-","-","-","-","-","-","-","-","-","-","-","-","-","-","-","-","-","-","-","-","-","-","-","-","-","-","-","-","-","-","-","-","-","-"]
["VINNO X55 system EU主机","V10098","9000182","启用","VINNO X55海外版主机","VINNO X55-3P-18.5 Main Unit",null,"海外",null,"BR",1,"Suzhou","-","-","-","-","-","-","-","-","-","-","-","-","-","-","-","-","-","-","-","-","-","-","-","-","-","-","-","-","-","-","-","-","-","-","-","-","-","-","-","-","-","X","-","-","-","-","-","-","-","-","-","-","-","-","-","-","-","-","-","-","-","-","-","-","-","-","-","-","-","-","-","-","-","-","-","-","-","-","-","-","-","-","-","-","-","-","-","-","-","-","-","-","-","-","-","-","-","-","-","-","-","-","-","-","-","-","-","-","-","-","-","-","-","-","-","-","-","-","-","-","-","-","-","-","-"]
["VINNO X55-21.5LCD system EU主机","V10402",9000607,"启用","VINNO X55海外版主机","VINNO X55-3P-21.5 Main Unit",null,"海外",null,"BR",1,"Suzhou","-","-","-","-","-","-","-","-","-","-","-","-","-","-","-","-","-","-","-","-","-","-","-","-","-","-","-","-","-","-","-","-","-","-","-","-","-","-","-","-","-","X","-","-","-","-","-","-","-","-","-","-","-","-","-","-","-","-","-","-","-","-","-","-","-","-","-","-","-","-","-","-","-","-","-","-","-","-","-","-","-","-","-","-","-","-","-","-","-","-","-","-","-","-","-","-","-","-","-","-","-","-","-","-","-","-","-","-","-","-","-","-","-","-","-","-","-","-","-","-","-","-","-","-","-"]
["VINNO X55_ARM_23.8LCD-4P_EU","V10547",9000753,"未发布","VINNO X55海外版主机","VINNO X55_ARM_23.8LCD-4P Main Unit",null,"海外",null,"BR",1,"Suzhou","-","-","-","-","-","-","-","-","-","-","-","-","-","-","-","-","-","-","-","-","-","-","-","-","-","-","-","-","-","-","-","-","-","-","-","-","-","-","-","-","-","X","-","-","-","-","-","-","-","-","-","-","-","-","-","-","-","-","-","-","-","-","-","-","-","-","-","-","-","-","-","-","-","-","-","-","-","-","-","-","-","-","-","-","-","-","-","-","-","-","-","-","-","-","-","-","-","-","-","-","-","-","-","-","-","-","-","-","-","-","-","-","-","-","-","-","-","-","-","-","-","-","-","-","-"]
["VINNO X55_ARM_23.8LCD-3P_EU","V10548",9000754,"未发布","VINNO X55海外版主机","VINNO X55_ARM_23.8LCD-3P Main Unit",null,"海外",null,"BR",1,"Suzhou","-","-","-","-","-","-","-","-","-","-","-","-","-","-","-","-","-","-","-","-","-","-","-","-","-","-","-","-","-","-","-","-","-","-","-","-","-","-","-","-","-","X","-","-","-","-","-","-","-","-","-","-","-","-","-","-","-","-","-","-","-","-","-","-","-","-","-","-","-","-","-","-","-","-","-","-","-","-","-","-","-","-","-","-","-","-","-","-","-","-","-","-","-","-","-","-","-","-","-","-","-","-","-","-","-","-","-","-","-","-","-","-","-","-","-","-","-","-","-","-","-","-","-","-","-"]
["VINNO E35E_23.8LCD-4P_EU","V10551",9000757,"未发布","VINNO E35E_23.8LCD-4P海外版主机","VINNO E35E_23.8LCD-4P Main Unit",null,"海外",null,"BR",1,"Suzhou","-","-","-","-","-","-","-","-","-","-","-","-","-","-","-","-","-","-","-","-","-","-","-","-","-","-","-","-","-","-","-","-","-","-","-","-","-","-","-","-","-","-","X","-","-","-","-","-","-","-","-","-","-","-","-","-","-","-","-","-","-","-","-","-","-","-","-","-","-","-","-","-","-","-","-","-","-","-","-","-","-","-","-","-","-","-","-","-","-","-","-","-","-","-","-","-","-","-","-","-","-","-","-","-","-","-","-","-","-","-","-","-","-","-","-","-","-","-","-","-","-","-","-","-","-"]
["VINNO E35E_23.8LCD-3P_EU","V10552",9000758,"未发布","VINNO E35E_23.8LCD-3P海外版主机","VINNO E35E_23.8LCD-3P Main Unit",null,"海外",null,"BR",1,"Suzhou","-","-","-","-","-","-","-","-","-","-","-","-","-","-","-","-","-","-","-","-","-","-","-","-","-","-","-","-","-","-","-","-","-","-","-","-","-","-","-","-","-","-","X","-","-","-","-","-","-","-","-","-","-","-","-","-","-","-","-","-","-","-","-","-","-","-","-","-","-","-","-","-","-","-","-","-","-","-","-","-","-","-","-","-","-","-","-","-","-","-","-","-","-","-","-","-","-","-","-","-","-","-","-","-","-","-","-","-","-","-","-","-","-","-","-","-","-","-","-","-","-","-","-","-","-"]
["VINNO E35 System EU主机","V10065","9000118","启用","VINNO E35海外版主机","VINNO E35-3P-18.5 Main Unit",null,"海外",null,"BR",1,"Suzhou","-","-","-","-","-","-","-","-","-","-","-","-","-","-","-","-","-","-","-","-","-","-","-","-","-","-","-","-","-","-","-","-","-","-","-","-","-","-","-","-","-","-","-","X","-","-","-","-","-","-","-","-","-","-","-","-","-","-","-","-","-","-","-","-","-","-","-","-","-","-","-","-","-","-","-","-","-","-","-","-","-","-","-","-","-","-","-","-","-","-","-","-","-","-","-","-","-","-","-","-","-","-","-","-","-","-","-","-","-","-","-","-","-","-","-","-","-","-","-","-","-","-","-","-","-"]
["VINNO E35-4P升降 system EU主机","V10093","9000189","启用","VINNO E35四口升降海外版主机","VINNO E35-4P-18.5 Main Unit",null,"海外",null,"BR",1,"Suzhou","-","-","-","-","-","-","-","-","-","-","-","-","-","-","-","-","-","-","-","-","-","-","-","-","-","-","-","-","-","-","-","-","-","-","-","-","-","-","-","-","-","-","-","X","-","-","-","-","-","-","-","-","-","-","-","-","-","-","-","-","-","-","-","-","-","-","-","-","-","-","-","-","-","-","-","-","-","-","-","-","-","-","-","-","-","-","-","-","-","-","-","-","-","-","-","-","-","-","-","-","-","-","-","-","-","-","-","-","-","-","-","-","-","-","-","-","-","-","-","-","-","-","-","-","-"]
["VINNO E35-4P-21.5 LCD system EU主机","V10110","9000195","启用","VINNO E35四口21.5 LCD海外版主机","VINNO E35-4P-21.5 Main Unit",null,"海外",null,"BR",1,"Suzhou","-","-","-","-","-","-","-","-","-","-","-","-","-","-","-","-","-","-","-","-","-","-","-","-","-","-","-","-","-","-","-","-","-","-","-","-","-","-","-","-","-","-","-","X","-","-","-","-","-","-","-","-","-","-","-","-","-","-","-","-","-","-","-","-","-","-","-","-","-","-","-","-","-","-","-","-","-","-","-","-","-","-","-","-","-","-","-","-","-","-","-","-","-","-","-","-","-","-","-","-","-","-","-","-","-","-","-","-","-","-","-","-","-","-","-","-","-","-","-","-","-","-","-","-","-"]
["VINNO E35-21.5 LCD system EU主机","V10163","9000238","启用","VINNO E35-21.5 LCD海外版主机","VINNO E35-3P-21.5 Main Unit",null,"海外",null,"BR",1,"Suzhou","-","-","-","-","-","-","-","-","-","-","-","-","-","-","-","-","-","-","-","-","-","-","-","-","-","-","-","-","-","-","-","-","-","-","-","-","-","-","-","-","-","-","-","X","-","-","-","-","-","-","-","-","-","-","-","-","-","-","-","-","-","-","-","-","-","-","-","-","-","-","-","-","-","-","-","-","-","-","-","-","-","-","-","-","-","-","-","-","-","-","-","-","-","-","-","-","-","-","-","-","-","-","-","-","-","-","-","-","-","-","-","-","-","-","-","-","-","-","-","-","-","-","-","-","-"]
["VINNO E35 Xarm-3P-21.5-R-EU主机","V10835",9000998,"启用","VINNO E35 Xarm-3P-21.5-R-海外版主机","VINNO E35 Xarm-3P-21.5-R-EU Main Unit ",null,"海外",null,"BR",1,"Suzhou","-","-","-","-","-","-","-","-","-","-","-","-","-","-","-","-","-","-","-","-","-","-","-","-","-","-","-","-","-","-","-","-","-","-","-","-","-","-","-","-","-","-","-","X","-","-","-","-","-","-","-","-","-","-","-","-","-","-","-","-","-","-","-","-","-","-","-","-","-","-","-","-","-","-","-","-","-","-","-","-","-","-","-","-","-","-","-","-","-","-","-","-","-","-","-","-","-","-","-","-","-","-","-","-","-","-","-","-","-","-","-","-","-","-","-","-","-","-","-","-","-","-","-","-","-"]
["VINNO E35_23.8LCD-4P_EU","V10549",9000755,"未发布","VINNO E35_23.8LCD-4P海外版主机","VINNO E35_23.8LCD-4P Main Unit",null,"海外",null,"BR",1,"Suzhou","-","-","-","-","-","-","-","-","-","-","-","-","-","-","-","-","-","-","-","-","-","-","-","-","-","-","-","-","-","-","-","-","-","-","-","-","-","-","-","-","-","-","-","X","-","-","-","-","-","-","-","-","-","-","-","-","-","-","-","-","-","-","-","-","-","-","-","-","-","-","-","-","-","-","-","-","-","-","-","-","-","-","-","-","-","-","-","-","-","-","-","-","-","-","-","-","-","-","-","-","-","-","-","-","-","-","-","-","-","-","-","-","-","-","-","-","-","-","-","-","-","-","-","-","-"]
["VINNO E35_23.8LCD-3P_EU","V10550",9000756,"未发布","VINNO E35_23.8LCD-3P海外版主机","VINNO E35_23.8LCD-3P Main Unit",null,"海外",null,"BR",1,"Suzhou","-","-","-","-","-","-","-","-","-","-","-","-","-","-","-","-","-","-","-","-","-","-","-","-","-","-","-","-","-","-","-","-","-","-","-","-","-","-","-","-","-","-","-","X","-","-","-","-","-","-","-","-","-","-","-","-","-","-","-","-","-","-","-","-","-","-","-","-","-","-","-","-","-","-","-","-","-","-","-","-","-","-","-","-","-","-","-","-","-","-","-","-","-","-","-","-","-","-","-","-","-","-","-","-","-","-","-","-","-","-","-","-","-","-","-","-","-","-","-","-","-","-","-","-","-"]
["VINNO E35P_23.8LCD-4P_EU","V10553",9000759,"未发布","VINNO E35P_23.8LCD-4P海外版主机","VINNO E35P_23.8LCD-4P Main Unit",null,"海外",null,"BR",1,"Suzhou","-","-","-","-","-","-","-","-","-","-","-","-","-","-","-","-","-","-","-","-","-","-","-","-","-","-","-","-","-","-","-","-","-","-","-","-","-","-","-","-","-","-","-","-","X","-","-","-","-","-","-","-","-","-","-","-","-","-","-","-","-","-","-","-","-","-","-","-","-","-","-","-","-","-","-","-","-","-","-","-","-","-","-","-","-","-","-","-","-","-","-","-","-","-","-","-","-","-","-","-","-","-","-","-","-","-","-","-","-","-","-","-","-","-","-","-","-","-","-","-","-","-","-","-","-"]
["VINNO E35P_23.8LCD-3P_EU","V10554",9000760,"未发布","VINNO E35P_23.8LCD-3P海外版主机","VINNO E35P_23.8LCD-3P Main Unit",null,"海外",null,"BR",1,"Suzhou","-","-","-","-","-","-","-","-","-","-","-","-","-","-","-","-","-","-","-","-","-","-","-","-","-","-","-","-","-","-","-","-","-","-","-","-","-","-","-","-","-","-","-","-","X","-","-","-","-","-","-","-","-","-","-","-","-","-","-","-","-","-","-","-","-","-","-","-","-","-","-","-","-","-","-","-","-","-","-","-","-","-","-","-","-","-","-","-","-","-","-","-","-","-","-","-","-","-","-","-","-","-","-","-","-","-","-","-","-","-","-","-","-","-","-","-","-","-","-","-","-","-","-","-","-"]
["VINNO E30升降 system EU主机","V10012","9000126","停用","VINNO E30升降海外版主机","VINNO E30-3P-18.5 Main Unit",null,"海外",null,"BR",1,"Suzhou","-","-","-","-","-","-","-","-","-","-","-","-","-","-","-","-","-","-","-","-","-","-","-","-","-","-","-","-","-","-","-","-","-","-","-","-","-","-","-","-","-","-","-","-","-","X","-","-","-","-","-","-","-","-","-","-","-","-","-","-","-","-","-","-","-","-","-","-","-","-","-","-","-","-","-","-","-","-","-","-","-","-","-","-","-","-","-","-","-","-","-","-","-","-","-","-","-","-","-","-","-","-","-","-","-","-","-","-","-","-","-","-","-","-","-","-","-","-","-","-","-","-","-","-","-"]
["VINNO E30-4P system EU主机","V10090","9000227","停用","VINNO E30四口海外版主机","VINNO E30-4P-18.5 Main Unit",null,"海外",null,"BR",1,"Suzhou","-","-","-","-","-","-","-","-","-","-","-","-","-","-","-","-","-","-","-","-","-","-","-","-","-","-","-","-","-","-","-","-","-","-","-","-","-","-","-","-","-","-","-","-","-","X","-","-","-","-","-","-","-","-","-","-","-","-","-","-","-","-","-","-","-","-","-","-","-","-","-","-","-","-","-","-","-","-","-","-","-","-","-","-","-","-","-","-","-","-","-","-","-","-","-","-","-","-","-","-","-","-","-","-","-","-","-","-","-","-","-","-","-","-","-","-","-","-","-","-","-","-","-","-","-"]
["VINNO E30-4P-21.5 LCD system EU主机","V10156","9000231","停用","VINNO E30四口21.5 LCD海外版主机","VINNO E30-4P-21.5 Main Unit",null,"海外",null,"BR",1,"Suzhou","-","-","-","-","-","-","-","-","-","-","-","-","-","-","-","-","-","-","-","-","-","-","-","-","-","-","-","-","-","-","-","-","-","-","-","-","-","-","-","-","-","-","-","-","-","X","-","-","-","-","-","-","-","-","-","-","-","-","-","-","-","-","-","-","-","-","-","-","-","-","-","-","-","-","-","-","-","-","-","-","-","-","-","-","-","-","-","-","-","-","-","-","-","-","-","-","-","-","-","-","-","-","-","-","-","-","-","-","-","-","-","-","-","-","-","-","-","-","-","-","-","-","-","-","-"]
["VINNO E30-21.5 LCD system EU主机","V10164","9000239","停用","VINNO E30-21.5 LCD海外版主机","VINNO E30-3P-21.5 Main Unit",null,"海外",null,"BR",1,"Suzhou","-","-","-","-","-","-","-","-","-","-","-","-","-","-","-","-","-","-","-","-","-","-","-","-","-","-","-","-","-","-","-","-","-","-","-","-","-","-","-","-","-","-","-","-","-","X","-","-","-","-","-","-","-","-","-","-","-","-","-","-","-","-","-","-","-","-","-","-","-","-","-","-","-","-","-","-","-","-","-","-","-","-","-","-","-","-","-","-","-","-","-","-","-","-","-","-","-","-","-","-","-","-","-","-","-","-","-","-","-","-","-","-","-","-","-","-","-","-","-","-","-","-","-","-","-"]
["VINNO X35 system EU主机","V10099","9000183","启用","VINNO X35海外版主机","VINNO X35-3P-18.5 Main Unit",null,"海外",null,"BR",1,"Suzhou","-","-","-","-","-","-","-","-","-","-","-","-","-","-","-","-","-","-","-","-","-","-","-","-","-","-","-","-","-","-","-","-","-","-","-","-","-","-","-","-","-","-","-","-","-","-","-","X","-","-","-","-","-","-","-","-","-","-","-","-","-","-","-","-","-","-","-","-","-","-","-","-","-","-","-","-","-","-","-","-","-","-","-","-","-","-","-","-","-","-","-","-","-","-","-","-","-","-","-","-","-","-","-","-","-","-","-","-","-","-","-","-","-","-","-","-","-","-","-","-","-","-","-","-","-"]
["VINNO X35-21.5LCD system EU主机","V10403",9000608,"启用","VINNO X35海外版主机","VINNO X35-3P-21.5 Main Unit",null,"海外",null,"BR",1,"Suzhou","-","-","-","-","-","-","-","-","-","-","-","-","-","-","-","-","-","-","-","-","-","-","-","-","-","-","-","-","-","-","-","-","-","-","-","-","-","-","-","-","-","-","-","-","-","-","-","X","-","-","-","-","-","-","-","-","-","-","-","-","-","-","-","-","-","-","-","-","-","-","-","-","-","-","-","-","-","-","-","-","-","-","-","-","-","-","-","-","-","-","-","-","-","-","-","-","-","-","-","-","-","-","-","-","-","-","-","-","-","-","-","-","-","-","-","-","-","-","-","-","-","-","-","-","-"]
["VINNO X35_23.8LCD-4P_EU","V10555",9000761,"未发布","VINNO X35_23.8LCD-4P海外版主机","VINNO X35_23.8LCD-4P Main Unit",null,"海外",null,"BR",1,"Suzhou","-","-","-","-","-","-","-","-","-","-","-","-","-","-","-","-","-","-","-","-","-","-","-","-","-","-","-","-","-","-","-","-","-","-","-","-","-","-","-","-","-","-","-","-","-","-","-","X","-","-","-","-","-","-","-","-","-","-","-","-","-","-","-","-","-","-","-","-","-","-","-","-","-","-","-","-","-","-","-","-","-","-","-","-","-","-","-","-","-","-","-","-","-","-","-","-","-","-","-","-","-","-","-","-","-","-","-","-","-","-","-","-","-","-","-","-","-","-","-","-","-","-","-","-","-"]
["VINNO X35 Xarm-4P-21.5 EU主机","V10676",9000880,"启用","VINNO X35海外版主机","VINNO X35-4P-21.5 Main Unit",null,"海外",null,"BR",1,"Suzhou","-","-","-","-","-","-","-","-","-","-","-","-","-","-","-","-","-","-","-","-","-","-","-","-","-","-","-","-","-","-","-","-","-","-","-","-","-","-","-","-","-","-","-","-","-","-","-","X","-","-","-","-","-","-","-","-","-","-","-","-","-","-","-","-","-","-","-","-","-","-","-","-","-","-","-","-","-","-","-","-","-","-","-","-","-","-","-","-","-","-","-","-","-","-","-","-","-","-","-","-","-","-","-","-","-","-","-","-","-","-","-","-","-","-","-","-","-","-","-","-","-","-","-","-","-"]
["VINNO X35_23.8LCD-3P_EU","V10556",9000762,"未发布","VINNO X35_23.8LCD-3P海外版主机","VINNO X35_23.8LCD-3P Main Unit",null,"海外",null,"BR",1,"Suzhou","-","-","-","-","-","-","-","-","-","-","-","-","-","-","-","-","-","-","-","-","-","-","-","-","-","-","-","-","-","-","-","-","-","-","-","-","-","-","-","-","-","-","-","-","-","-","-","X","-","-","-","-","-","-","-","-","-","-","-","-","-","-","-","-","-","-","-","-","-","-","-","-","-","-","-","-","-","-","-","-","-","-","-","-","-","-","-","-","-","-","-","-","-","-","-","-","-","-","-","-","-","-","-","-","-","-","-","-","-","-","-","-","-","-","-","-","-","-","-","-","-","-","-","-","-"]
["VINNOE20国际版主机","V10026","9000042","启用","VINNO E20海外版主机","VINNO E20 -3P-18.5Main Unit",null,"海外",null,"BR",1,"Suzhou","-","-","-","-","-","-","-","-","-","-","-","-","-","-","-","-","-","-","-","-","-","-","-","-","-","-","-","-","-","-","-","-","-","-","-","-","-","-","-","-","-","-","-","-","-","-","-","-","X","-","-","-","-","-","-","-","-","-","-","-","-","-","-","-","-","-","-","-","-","-","-","-","-","-","-","-","-","-","-","-","-","-","-","-","-","-","-","-","-","-","-","-","-","-","-","-","-","-","-","-","-","-","-","-","-","-","-","-","-","-","-","-","-","-","-","-","-","-","-","-","-","-","-","-","-"]
["E20 system bom 21.5-EN主机","V10094","9000184","启用","VINNO E20-21.5LCD海外版主机","VINNO E20-3P-21.5 Main Unit",null,"海外",null,"BR",1,"Suzhou","-","-","-","-","-","-","-","-","-","-","-","-","-","-","-","-","-","-","-","-","-","-","-","-","-","-","-","-","-","-","-","-","-","-","-","-","-","-","-","-","-","-","-","-","-","-","-","-","X","-","-","-","-","-","-","-","-","-","-","-","-","-","-","-","-","-","-","-","-","-","-","-","-","-","-","-","-","-","-","-","-","-","-","-","-","-","-","-","-","-","-","-","-","-","-","-","-","-","-","-","-","-","-","-","-","-","-","-","-","-","-","-","-","-","-","-","-","-","-","-","-","-","-","-","-"]
["E20-4P海外版主机","V10189","9000296","启用","VINNO E20四口海外版主机","VINNO E20-4P-18.5 Main Unit",null,"海外",null,"BR",1,"Suzhou","-","-","-","-","-","-","-","-","-","-","-","-","-","-","-","-","-","-","-","-","-","-","-","-","-","-","-","-","-","-","-","-","-","-","-","-","-","-","-","-","-","-","-","-","-","-","-","-","X","-","-","-","-","-","-","-","-","-","-","-","-","-","-","-","-","-","-","-","-","-","-","-","-","-","-","-","-","-","-","-","-","-","-","-","-","-","-","-","-","-","-","-","-","-","-","-","-","-","-","-","-","-","-","-","-","-","-","-","-","-","-","-","-","-","-","-","-","-","-","-","-","-","-","-","-"]
["E20-4P-21.5海外版主机","V10197","9000314","启用","VINNO E20四口21.5海外版主机","VINNO E20-4P-21.5 Main Unit",null,"海外",null,"BR",1,"Suzhou","-","-","-","-","-","-","-","-","-","-","-","-","-","-","-","-","-","-","-","-","-","-","-","-","-","-","-","-","-","-","-","-","-","-","-","-","-","-","-","-","-","-","-","-","-","-","-","-","X","-","-","-","-","-","-","-","-","-","-","-","-","-","-","-","-","-","-","-","-","-","-","-","-","-","-","-","-","-","-","-","-","-","-","-","-","-","-","-","-","-","-","-","-","-","-","-","-","-","-","-","-","-","-","-","-","-","-","-","-","-","-","-","-","-","-","-","-","-","-","-","-","-","-","-","-"]
["VINNO_X3国际版主机","V10048","9000046","启用","VINNO X3海外版主机","VINNO X3 -3P-18.5Main Unit",null,"海外",null,"BR",1,"Suzhou","-","-","-","-","-","-","-","-","-","-","-","-","-","-","-","-","-","-","-","-","-","-","-","-","-","-","-","-","-","-","-","-","-","-","-","-","-","-","-","-","-","-","-","-","-","-","-","-","-","X","-","-","-","-","-","-","-","-","-","-","-","-","-","-","-","-","-","-","-","-","-","-","-","-","-","-","-","-","-","-","-","-","-","-","-","-","-","-","-","-","-","-","-","-","-","-","-","-","-","-","-","-","-","-","-","-","-","-","-","-","-","-","-","-","-","-","-","-","-","-","-","-","-","-","-"]
["X3-4P海外版主机","V10190","9000297","启用","VINNO X3四口海外版主机","VINNO X3-4P -18.5Main Unit",null,"海外",null,"BR",1,"Suzhou","-","-","-","-","-","-","-","-","-","-","-","-","-","-","-","-","-","-","-","-","-","-","-","-","-","-","-","-","-","-","-","-","-","-","-","-","-","-","-","-","-","-","-","-","-","-","-","-","-","X","-","-","-","-","-","-","-","-","-","-","-","-","-","-","-","-","-","-","-","-","-","-","-","-","-","-","-","-","-","-","-","-","-","-","-","-","-","-","-","-","-","-","-","-","-","-","-","-","-","-","-","-","-","-","-","-","-","-","-","-","-","-","-","-","-","-","-","-","-","-","-","-","-","-","-"]
["X3-4P-21.5海外版主机","V10199","9000316","启用","VINNO X3四口21.5海外版主机","VINNO X3-4P-21.5 Main Unit",null,"海外",null,"BR",1,"Suzhou","-","-","-","-","-","-","-","-","-","-","-","-","-","-","-","-","-","-","-","-","-","-","-","-","-","-","-","-","-","-","-","-","-","-","-","-","-","-","-","-","-","-","-","-","-","-","-","-","-","X","-","-","-","-","-","-","-","-","-","-","-","-","-","-","-","-","-","-","-","-","-","-","-","-","-","-","-","-","-","-","-","-","-","-","-","-","-","-","-","-","-","-","-","-","-","-","-","-","-","-","-","-","-","-","-","-","-","-","-","-","-","-","-","-","-","-","-","-","-","-","-","-","-","-","-"]
["X2 lowcost system EU主机","V10106","9000191","启用","VINNO X2 海外版主机","VINNO X2-3P-18.5 Main Unit",null,"海外",null,"BR",1,"Suzhou","-","-","-","-","-","-","-","-","-","-","-","-","-","-","-","-","-","-","-","-","-","-","-","-","-","-","-","-","-","-","-","-","-","-","-","-","-","-","-","-","-","-","-","-","-","-","-","-","-","-","X","-","-","-","-","-","-","-","-","-","-","-","-","-","-","-","-","-","-","-","-","-","-","-","-","-","-","-","-","-","-","-","-","-","-","-","-","-","-","-","-","-","-","-","-","-","-","-","-","-","-","-","-","-","-","-","-","-","-","-","-","-","-","-","-","-","-","-","-","-","-","-","-","-","-"]
["VINNO X2-4P-21.5 EU主机","V10907",9001061,"启用","VINNO X2-4P-21.5 EU主机","VINNO X2-4P-21.5 Main Unit",null,"海外",null,"BR",{"$nulls":52},"X",{"$nulls":56},"-"]
["VINNO E10E-4P-21.5 EU主机","V10298",9000501,"启用","VINNO E10E-4P-21.5 EU主机","VINNO E10E-4P-21.5 Main Unit",null,"海外",null,"BR",1,"Suzhou","-","-","-","-","-","-","-","-","-","-","-","-","-","-","-","-","-","-","-","-","-","-","-","-","-","-","-","-","-","-","-","-","-","-","-","-","-","-","-","-","-","-","-","-","-","-","-","-","-","-","-","-","-","-","X","-","-","-","-","-","-","-","-","-","-","-","-","-","-","-","-","-","-","-","-","-","-","-","-","-","-","-","-","-","-","-","-","-","-","-","-","-","-","-","-","-","-","-","-","-","-","-","-","-","-","-","-","-","-","-","-","-","-","-","-","-","-","-","-","-","-","-","-","-","-"]
["VINNO E10E-3P-18.5 EU主机","V10578",9000787,"启用","VINNO E10E-3P-18.5 EU主机","VINNO E10E-3P-18.5 Main Unit",null,"海外",null,"BR",1,"Suzhou","-","-","-","-","-","-","-","-","-","-","-","-","-","-","-","-","-","-","-","-","-","-","-","-","-","-","-","-","-","-","-","-","-","-","-","-","-","-","-","-","-","-","-","-","-","-","-","-","-","-","-","-","-","-","X","-","-","-","-","-","-","-","-","-","-","-","-","-","-","-","-","-","-","-","-","-","-","-","-","-","-","-","-","-","-","-","-","-","-","-","-","-","-","-","-","-","-","-","-","-","-","-","-","-","-","-","-","-","-","-","-","-","-","-","-","-","-","-","-","-","-","-","-","-","-"]
["E10 Lowcost System EU主机","V10096","9000185","启用","VINNO E10 海外版主机","VINNO E10 -3P-18.5Main Unit",null,"海外",null,"BR",1,"Suzhou","-","-","-","-","-","-","-","-","-","-","-","-","-","-","-","-","-","-","-","-","-","-","-","-","-","-","-","-","-","-","-","-","-","-","-","-","-","-","-","-","-","-","-","-","-","-","-","-","-","-","-","-","-","X","-","-","-","-","-","-","-","-","-","-","-","-","-","-","-","-","-","-","-","-","-","-","-","-","-","-","-","-","-","-","-","-","-","-","-","-","-","-","-","-","-","-","-","-","-","-","-","-","-","-","-","-","-","-","-","-","-","-","-","-","-","-","-","-","-","-","-","-","-","-","-"]
["E10-21.5 海外版主机","V10257",9000384,"启用","VINNO E10 海外版主机","VINNO E10-3P-21.5 Main Unit",null,"海外",null,"BR",1,"Suzhou","-","-","-","-","-","-","-","-","-","-","-","-","-","-","-","-","-","-","-","-","-","-","-","-","-","-","-","-","-","-","-","-","-","-","-","-","-","-","-","-","-","-","-","-","-","-","-","-","-","-","-","-","-","X","-","-","-","-","-","-","-","-","-","-","-","-","-","-","-","-","-","-","-","-","-","-","-","-","-","-","-","-","-","-","-","-","-","-","-","-","-","-","-","-","-","-","-","-","-","-","-","-","-","-","-","-","-","-","-","-","-","-","-","-","-","-","-","-","-","-","-","-","-","-","-"]
["VINNO E10-21.5-3P-乌兹别克斯坦主机","V10929","9001098","启用","VINNO E10-21.5-3P-乌兹别克斯坦主机","VINNO E10-21.5-3P-Main Unit",null,"海外","UZ",null,1,"Suzhou","-","-","-","-","-","-","-","-","-","-","-","-","-","-","-","-","-","-","-","-","-","-","-","-","-","-","-","-","-","-","-","-","-","-","-","-","-","-","-","-","-","-","-","-","-","-","-","-","-","-","-","-","-","X","-","-","-","-","-","-","-","-","-","-","-","-","-","-","-","-","-","-","-","-","-","-","-","-","-","-","-","-","-","-","-","-","-","-","-","-","-","-","-","-","-","-","-","-","-","-","-","-","-","-","-","-","-","-","-","-","-","-","-","-","-","-","-","-","-","-","-","-","-","-","-"]
["E10P-4P-18.5-海外版","V10297",9000500,"启用","VINNO E10P-4P-18.5 EU主机","VINNO E10P-4P-18.5 Main Unit",null,"海外",null,"BR",1,"Suzhou","-","-","-","-","-","-","-","-","-","-","-","-","-","-","-","-","-","-","-","-","-","-","-","-","-","-","-","-","-","-","-","-","-","-","-","-","-","-","-","-","-","-","-","-","-","-","-","-","-","-","-","-","-","-","-","X","-","-","-","-","-","-","-","-","-","-","-","-","-","-","-","-","-","-","-","-","-","-","-","-","-","-","-","-","-","-","-","-","-","-","-","-","-","-","-","-","-","-","-","-","-","-","-","-","-","-","-","-","-","-","-","-","-","-","-","-","-","-","-","-","-","-","-","-","-"]
["E10P-3P-21.5-可升降 EU主机","V10585",9000814,"启用","VINNO E10P-3P-21.5 EU主机","VINNO E10P-3P-21.5 Main Unit",null,"海外",null,"BR",1,"Suzhou","-","-","-","-","-","-","-","-","-","-","-","-","-","-","-","-","-","-","-","-","-","-","-","-","-","-","-","-","-","-","-","-","-","-","-","-","-","-","-","-","-","-","-","-","-","-","-","-","-","-","-","-","-","-","-","X","-","-","-","-","-","-","-","-","-","-","-","-","-","-","-","-","-","-","-","-","-","-","-","-","-","-","-","-","-","-","-","-","-","-","-","-","-","-","-","-","-","-","-","-","-","-","-","-","-","-","-","-","-","-","-","-","-","-","-","-","-","-","-","-","-","-","-","-","-"]
["X1 lowcost system EU主机","V10108",9000193,"停用","VINNO X1海外版主机","VINNO X1-3P-15.6 Main Unit",null,"海外",null,"BR",1,"Suzhou","-","-","-","-","-","-","-","-","-","-","-","-","-","-","-","-","-","-","-","-","-","-","-","-","-","-","-","-","-","-","-","-","-","-","-","-","-","-","-","-","-","-","-","-","-","-","-","-","-","-","-","-","-","-","-","-","X","-","-","-","-","-","-","-","-","-","-","-","-","-","-","-","-","-","-","-","-","-","-","-","-","-","-","-","-","-","-","-","-","-","-","-","-","-","-","-","-","-","-","-","-","-","-","-","-","-","-","-","-","-","-","-","-","-","-","-","-","-","-","-","-","-","-","-","-"]
["VINNO-X1-3P-21.5-海外版主机","V10581",9000810,"启用","VINNO X1海外版主机","VINNO X1-3P-21.5 Main Unit",null,"海外",null,"BR",1,"Suzhou","-","-","-","-","-","-","-","-","-","-","-","-","-","-","-","-","-","-","-","-","-","-","-","-","-","-","-","-","-","-","-","-","-","-","-","-","-","-","-","-","-","-","-","-","-","-","-","-","-","-","-","-","-","-","-","-","X","-","-","-","-","-","-","-","-","-","-","-","-","-","-","-","-","-","-","-","-","-","-","-","-","-","-","-","-","-","-","-","-","-","-","-","-","-","-","-","-","-","-","-","-","-","-","-","-","-","-","-","-","-","-","-","-","-","-","-","-","-","-","-","-","-","-","-","-"]
["X1 lowcost（增高 ）国际版主机","V10108","9000312","启用","VINNO X1海外版主机","VINNO X1-3P-15.6 Main Unit",null,"海外",null,"BR",1,"Suzhou","-","-","-","-","-","-","-","-","-","-","-","-","-","-","-","-","-","-","-","-","-","-","-","-","-","-","-","-","-","-","-","-","-","-","-","-","-","-","-","-","-","-","-","-","-","-","-","-","-","-","-","-","-","-","-","-","X","-","-","-","-","-","-","-","-","-","-","-","-","-","-","-","-","-","-","-","-","-","-","-","-","-","-","-","-","-","-","-","-","-","-","-","-","-","-","-","-","-","-","-","-","-","-","-","-","-","-","-","-","-","-","-","-","-","-","-","-","-","-","-","-","-","-","-","-"]
["X1E-18.5海外版主机","V10302",9000505,"启用","VINNO X1E海外版主机","VINNO X1E-3P-18.5  Main Unit",null,"海外",null,"BR",1,"Suzhou","-","-","-","-","-","-","-","-","-","-","-","-","-","-","-","-","-","-","-","-","-","-","-","-","-","-","-","-","-","-","-","-","-","-","-","-","-","-","-","-","-","-","-","-","-","-","-","-","-","-","-","-","-","-","-","-","-","X","-","-","-","-","-","-","-","-","-","-","-","-","-","-","-","-","-","-","-","-","-","-","-","-","-","-","-","-","-","-","-","-","-","-","-","-","-","-","-","-","-","-","-","-","-","-","-","-","-","-","-","-","-","-","-","-","-","-","-","-","-","-","-","-","-","-","-"]
["VINNO_V8国际版主机","V10020","9000032","启用","VINNO 8海外版主机","VINNO 8  Main Unit",null,"海外",null,"BR",1,"Suzhou","-","-","-","-","-","-","-","-","-","-","-","-","-","-","-","-","-","-","-","-","-","-","-","-","-","-","-","-","-","-","-","-","-","-","-","-","-","-","-","-","-","-","-","-","-","-","-","-","-","-","-","-","-","-","-","-","-","-","-","-","-","-","-","-","X","-","-","-","-","-","-","-","-","-","-","-","-","-","-","-","-","-","-","-","-","-","-","-","-","-","-","-","-","-","-","-","-","-","-","-","-","-","-","-","-","-","-","-","-","-","-","-","-","-","-","-","-","-","-","-","-","-","-","-","-"]
["VINNO 8 TEE海外版主机","V10844",9001003,"启用","VINNO 8 TEE海外版主机","VINNO 8-TEE Main Unit",null,"海外",null,"BR",1,"Suzhou","-","-","-","-","-","-","-","-","-","-","-","-","-","-","-","-","-","-","-","-","-","-","-","-","-","-","-","-","-","-","-","-","-","-","-","-","-","-","-","-","-","-","-","-","-","-","-","-","-","-","-","-","-","-","-","-","-","-","-","-","-","-","-","-","-","X","-","-","-","-","-","-","-","-","-","-","-","-","-","-","-","-","-","-","-","-","-","-","-","-","-","-","-","-","-","-","-","-","-","-","-","-","-","-","-","-","-","-","-","-","-","-","-","-","-","-","-","-","-","-","-","-","-","-","-"]
["VINNO 6 EXP system EU主机","V10115","9000152","启用","VINNO 6 EXP 海外版主机","VINNO 6EXP Main Unit",null,"海外",null,"BR",1,"Suzhou","-","-","-","-","-","-","-","-","-","-","-","-","-","-","-","-","-","-","-","-","-","-","-","-","-","-","-","-","-","-","-","-","-","-","-","-","-","-","-","-","-","-","-","-","-","-","-","-","-","-","-","-","-","-","-","-","-","-","-","-","-","-","-","-","-","-","X","-","-","-","-","-","-","-","-","-","-","-","-","-","-","-","-","-","-","-","-","-","-","-","-","-","-","-","-","-","-","-","-","-","-","-","-","-","-","-","-","-","-","-","-","-","-","-","-","-","-","-","-","-","-","-","-","-","-"]
["VINNO6-TEE海外主机","V10606",9000842,"启用","VINNO6-TEE海外主机","VINNO6-TEEP Main Unit",null,"海外",null,"BR",1,"Suzhou","-","-","-","-","-","-","-","-","-","-","-","-","-","-","-","-","-","-","-","-","-","-","-","-","-","-","-","-","-","-","-","-","-","-","-","-","-","-","-","-","-","-","-","-","-","-","-","-","-","-","-","-","-","-","-","-","-","-","-","-","-","-","-","-","-","-","-","X","-","-","-","-","-","-","-","-","-","-","-","-","-","-","-","-","-","-","-","-","-","-","-","-","-","-","-","-","-","-","-","-","-","-","-","-","-","-","-","-","-","-","-","-","-","-","-","-","-","-","-","-","-","-","-","-","-"]
["VINNO_V6国际版主机","V10022","9000034","启用","VINNO 6海外版主机","VINNO 6 Main Unit",null,"海外",null,"BR",1,"Suzhou","-","-","-","-","-","-","-","-","-","-","-","-","-",{"$nulls":17},"-","-","-","-","-","-","-","-","-","-","-","-","-","-","-","-","-","-","-","-","-","-","-","-","-","-","-","-","-","-","-","-","-","-","-","-","-","-","X","-","-","-","-","-","-","-","-","-","-","-","-","-","-","-","-","-","-","-","-","-","-","-",{"$nulls":5},"-","-","-","-","-","-","-","-","-","-","-","-","-","-","-","-","-","-","-","-","-","-","-","-","-","-","-","-"]
["VINNO 6 PRO system EU主机","V10114","9000154","启用","VINNO 6 PRO海外版主机","VINNO 6PRO Main Unit",null,"海外",null,"BR",1,"Suzhou","-","-","-","-","-","-","-","-","-","-","-","-","-","-","-","-","-","-","-","-","-","-","-","-","-","-","-","-","-","-","-","-","-","-","-","-","-","-","-","-","-","-","-","-","-","-","-","-","-","-","-","-","-","-","-","-","-","-","-","-","-","-","-","-","-","-","-","-","-","X","-","-","-","-","-","-","-","-","-","-","-","-","-","-","-","-","-","-","-","-","-","-","-","-","-","-","-","-","-","-","-","-","-","-","-","-","-","-","-","-","-","-","-","-","-","-","-","-","-","-","-","-","-","-","-"]
["VINNO 5 Exp system EU主机","V10113","9000156","启用","VINNO 5 Exp system EU主机","VINNO 5EXP Main Unit",null,"海外",null,"BR",1,"Suzhou","-","-","-","-","-","-","-","-","-","-","-","-","-","-","-","-","-","-","-","-","-","-","-","-","-","-","-","-","-","-","-","-","-","-","-","-","-","-","-","-","-","-","-","-","-","-","-","-","-","-","-","-","-","-","-","-","-","-","-","-","-","-","-","-","-","-","-","-","-","-","X","-","-","-","-","-","-","-","-","-","-","-","-","-","-","-","-","-","-","-","-","-","-","-","-","-","-","-","-","-","-","-","-","-","-","-","-","-","-","-","-","-","-","-","-","-","-","-","-","-","-","-","-","-","-"]
["VINNO 5 LC system EU主机","V10127","9000206","启用","VINNO 5海外版主机","VINNO 5  Main Unit",null,"海外",null,"BR",1,"Suzhou","-","-","-","-","-","-","-","-","-","-","-","-","-","-","-","-","-","-","-","-","-","-","-","-","-","-","-","-","-","-","-","-","-","-","-","-","-","-","-","-","-","-","-","-","-","-","-","-","-","-","-","-","-","-","-","-","-","-","-","-","-","-","-","-","-","-","-","-","-","-","-","X","-","-","-","-","-","-","-","-","-","-","-","-","-","-","-","-","-","-","-","-","-","-","-","-","-","-","-","-","-","-","-","-","-","-","-","-","-","-","-","-","-","-","-","-","-","-","-","-","-","-","-","-","-"]
["VINNO 5 Pro system EU主机","V10119","9000158","启用","VINNO 5 Pro海外版主机","VINNO 5PRO Main Unit",null,"海外",null,"BR",1,"Suzhou","-","-","-","-","-","-","-","-","-","-","-","-","-","-","-","-","-","-","-","-","-","-","-","-","-","-","-","-","-","-","-","-","-","-","-","-","-","-","-","-","-","-","-","-","-","-","-","-","-","-","-","-","-","-","-","-","-","-","-","-","-","-","-","-","-","-","-","-","-","-","-","-","X","-","-","-","-","-","-","-","-","-","-","-","-","-","-","-","-","-","-","-","-","-","-","-","-","-","-","-","-","-","-","-","-","-","-","-","-","-","-","-","-","-","-","-","-","-","-","-","-","-","-","-","-"]
["VINNO 3 Exp system EU主机","V10122","9000160","启用","VINNO 3 Exp海外版主机","VINNO 3EXP Main Unit",null,"海外",null,"BR",1,"Suzhou","-","-","-","-","-","-","-","-","-","-","-","-","-","-","-","-","-","-","-","-","-","-","-","-","-","-","-","-","-","-","-","-","-","-","-","-","-","-","-","-","-","-","-","-","-","-","-","-","-","-","-","-","-","-","-","-","-","-","-","-","-","-","-","-","-","-","-","-","-","-","-","-","-","X","-","-","-","-","-","-","-","-","-","-","-","-","-","-","-","-","-","-","-","-","-","-","-","-","-","-","-","-","-","-","-","-","-","-","-","-","-","-","-","-","-","-","-","-","-","-","-","-","-","-","-"]
["VINNO 3 system EU主机","V10126","9000164","启用","VINNO 3海外版主机","VINNO 3 Main Unit",null,"海外",null,"BR",1,"Suzhou","-","-","-","-","-","-","-","-","-","-","-","-","-","-","-","-","-","-","-","-","-","-","-","-","-","-","-","-","-","-","-","-","-","-","-","-","-","-","-","-","-","-","-","-","-","-","-","-","-","-","-","-","-","-","-","-","-","-","-","-","-","-","-","-","-","-","-","-","-","-","-","-","-","-","X","-","-","-","-","-","-","-","-","-","-","-","-","-","-","-","-","-","-","-","-","-","-","-","-","-","-","-","-","-","-","-","-","-","-","-","-","-","-","-","-","-","-","-","-","-","-","-","-","-","-"]
["VINNO 3 Pro system EU主机","V10124","9000162","启用","VINNO 3 Pro海外版主机","VINNO 3PRO Main Unit",null,"海外",null,"BR",1,"Suzhou","-","-","-","-","-","-","-","-","-","-","-","-","-","-","-","-","-","-","-","-","-","-","-","-","-","-","-","-","-","-","-","-","-","-","-","-","-","-","-","-","-","-","-","-","-","-","-","-","-","-","-","-","-","-","-","-","-","-","-","-","-","-","-","-","-","-","-","-","-","-","-","-","-","-","-","X","-","-","-","-","-","-","-","-","-","-","-","-","-","-","-","-","-","-","-","-","-","-","-","-","-","-","-","-","-","-","-","-","-","-","-","-","-","-","-","-","-","-","-","-","-","-","-","-","-"]
["VINNO G86-G0-5P-21.5-海外主机（巴西）","V10663",9000868,"停用","VINNO G86-G0-5P-21.5-海外主机（巴西）","VINNO G86-G0-5P-21.5 BRA Main unit",null,"海外","BR",null,1,"Suzhou","-","-","-","-","-","-","-","-","-","-","-","-","-","-","-","-","-","-","-","-","-","-","-","-","-","-","-","-","-","-","-","-","-","-","-","-","-","-","-","-","-","-","-","-","-","-","-","-","-","-","-","-","-","-","-","-","-","-","-","-","-","-","-","-","-","-","-","-","-","-","-","-","-","-","-","-","X","-","-","-","-","-","-","-","-","-","-","-","-","-","-","-","-","-","-","-","-","-","-","-","-","-","-","-","-","-","-","-","-","-","-","-","-","-","-","-","-","-","-","-","-","-","-","-","-"]
["VINNO G86-G0-5P-23.8-海外主机（巴西）","V10664",9000869,"停用","VINNO G86-G0-5P-23.8-海外主机（巴西）","VINNO G86-G0-5P-23.8 BRA Main unit",null,"海外","BR",null,1,"Suzhou","-","-","-","-","-","-","-","-","-","-","-","-","-","-","-","-","-","-","-","-","-","-","-","-","-","-","-","-","-","-","-","-","-","-","-","-","-","-","-","-","-","-","-","-","-","-","-","-","-","-","-","-","-","-","-","-","-","-","-","-","-","-","-","-","-","-","-","-","-","-","-","-","-","-","-","-","X","-","-","-","-","-","-","-","-","-","-","-","-","-","-","-","-","-","-","-","-","-","-","-","-","-","-","-","-","-","-","-","-","-","-","-","-","-","-","-","-","-","-","-","-","-","-","-","-"]
["VINNO G65-G1-4P-21.5-海外主机（巴西）","V10662",9000867,"停用","VINNO G65-G1-4P-21.5-海外主机（巴西）","VINNO G65-G1-4P-21.5 BRA Main unit",null,"海外","BR",null,1,"Suzhou","-","-","-","-","-","-","-","-","-","-","-","-","-","-","-","-","-","-","-","-","-","-","-","-","-","-","-","-","-","-","-","-","-","-","-","-","-","-","-","-","-","-","-","-","-","-","-","-","-","-","-","-","-","-","-","-","-","-","-","-","-","-","-","-","-","-","-","-","-","-","-","-","-","-","-","-","-","X","-","-","-","-","-","-","-","-","-","-","-","-","-","-","-","-","-","-","-","-","-","-","-","-","-","-","-","-","-","-","-","-","-","-","-","-","-","-","-","-","-","-","-","-","-","-","-"]
["VINNO G86-G2-5P-21.5-海外主机（巴西）","V10663",9000971,"启用","VINNO G86-G2-5P-21.5-海外主机（巴西）","VINNO G86-G2-5P-21.5 BRA Main unit",null,"海外","BR",null,1,"Suzhou","-","-","-","-","-","-","-","-","-","-","-","-","-","-","-","-","-","-","-","-","-","-","-","-","-","-","-","-","-","-","-","-","-","-","-","-","-","-","-","-","-","-","-","-","-","-","-","-","-","-","-","-","-","-","-","-","-","-","-","-","-","-","-","-","-","-","-","-","-","-","-","-","-","-","-","-","X","-","-","-","-","-","-","-","-","-","-","-","-","-","-","-","-","-","-","-","-","-","-","-","-","-","-","-","-","-","-","-","-","-","-","-","-","-","-","-","-","-","-","-","-","-","-","-","-"]
["VINNO G86-G2-5P-23.8-海外主机（巴西）","V10664",9000972,"启用","VINNO G86-G2-5P-23.8-海外主机（巴西）","VINNO G86-G2-5P-23.8 BRA Main unit",null,"海外","BR",null,1,"Suzhou","-","-","-","-","-","-","-","-","-","-","-","-","-","-","-","-","-","-","-","-","-","-","-","-","-","-","-","-","-","-","-","-","-","-","-","-","-","-","-","-","-","-","-","-","-","-","-","-","-","-","-","-","-","-","-","-","-","-","-","-","-","-","-","-","-","-","-","-","-","-","-","-","-","-","-","-","X","-","-","-","-","-","-","-","-","-","-","-","-","-","-","-","-","-","-","-","-","-","-","-","-","-","-","-","-","-","-","-","-","-","-","-","-","-","-","-","-","-","-","-","-","-","-","-","-"]
["VINNO G65-G2-4P-21.5-海外主机（巴西）","V10662",9000970,"启用","VINNO G65-G2-4P-21.5-海外主机（巴西）","VINNO G65-G2-4P-21.5 BRA Main unit",null,"海外","BR",null,1,"Suzhou","-","-","-","-","-","-","-","-","-","-","-","-","-","-","-","-","-","-","-","-","-","-","-","-","-","-","-","-","-","-","-","-","-","-","-","-","-","-","-","-","-","-","-","-","-","-","-","-","-","-","-","-","-","-","-","-","-","-","-","-","-","-","-","-","-","-","-","-","-","-","-","-","-","-","-","-","-","X","-","-","-","-","-","-","-","-","-","-","-","-","-","-","-","-","-","-","-","-","-","-","-","-","-","-","-","-","-","-","-","-","-","-","-","-","-","-","-","-","-","-","-","-","-","-","-"]
["VINNO G60 巴西版主机","V10169","9000244","停用","VINNO G60 巴西版主机","VINNO G60 BRA-4P-21.5 Main Unit",null,"海外","BR",null,1,"Suzhou","-","-","-","-","-","-","-","-","-","-","-","-","-","-","-","-","-","-","-","-","-","-","-","-","-","-","-","-","-","-","-","-","-","-","-","-","-","-","-","-","-","-","-","-","-","-","-","-","-","-","-","-","-","-","-","-","-","-","-","-","-","-","-","-","-","-","-","-","-","-","-","-","-","-","-","-","-","-","X","-","-","-","-","-","-","-","-","-","-","-","-","-","-","-","-","-","-","-","-","-","-","-","-","-","-","-","-","-","-","-","-","-","-","-","-","-","-","-","-","-","-","-","-","-","-"]
["VINNO G55 ARM-21.5LCD-4P巴西版主机","V10908",9001062,"启用","VINNO G55 ARM-21.5LCD-4P巴西版主机","VINNO G55 ARM-21.5LCD-4P BRA Main Unit",null,"海外","BR",{"$nulls":82},"X",{"$nulls":27},"-"]
["VINNO M50-4P-21.5 LCD 巴西版主机","V10165","9000240","启用","VINNO M50四口21.5 LCD 巴西版主机","VINNO M50-4P-21.5 BRA Main Unit",null,"海外","BR",null,1,"Suzhou","-","-","-","-","-","-","-","-","-","-","-","-","-","-","-","-","-","-","-","-","-","-","-","-","-","-","-","-","-","-","-","-","-","-","-","-","-","-","-","-","-","-","-","-","-","-","-","-","-","-","-","-","-","-","-","-","-","-","-","-","-","-","-","-","-","-","-","-","-","-","-","-","-","-","-","-","-","-","-","-","X","-","-","-","-","-","-","-","-","-","-","-","-","-","-","-","-","-","-","-","-","-","-","-","-","-","-","-","-","-","-","-","-","-","-","-","-","-","-","-","-","-","-","-","-"]
["VINNO M50 巴西版主机","V10166","9000241","启用","VINNO M50 巴西版主机","VINNO M50 BRA-3P-18.5 Main Unit",null,"海外","BR",null,1,"Suzhou","-","-","-","-","-","-","-","-","-","-","-","-","-",{"$nulls":17},"-","-","-","-","-","-","-","-","-","-","-","-","-","-","-","-","-","-","-","-","-","-","-","-","-","-","-","-","-","-","-","-","-","-","-","-","-","-","-","-","-","-","-","-","-","-","-","-","-","-","X","-","-","-","-","-","-","-","-","-","-","-",{"$nulls":5},"-","-","-","-","-","-","-","-","-","-","-","-","-","-","-","-","-","-","-","-","-","-","-","-","-","-","-","-"]
["VINNO E35-4P-21.5 巴西版主机","V10208","9000325","启用","VINNO E35四口21.5 巴西版主机","VINNO E35-4P-21.5 BRA Main Unit",null,"海外","BR",null,1,"Suzhou","-","-","-","-","-","-","-","-","-","-","-","-","-","-","-","-","-","-","-","-","-","-","-","-","-","-","-","-","-","-","-","-","-","-","-","-","-","-","-","-","-","-","-","-","-","-","-","-","-","-","-","-","-","-","-","-","-","-","-","-","-","-","-","-","-","-","-","-","-","-","-","-","-","-","-","-","-","-","-","-","-","X","-","-","-","-","-","-","-","-","-","-","-","-","-","-","-","-","-","-","-","-","-","-","-","-","-","-","-","-","-","-","-","-","-","-","-","-","-","-","-","-","-","-","-"]
["VINNO E20 巴西版主机","V10167","9000242","启用","VINNO E20 巴西版主机","VINNO E20 BRA-3P-18.5 Main Unit",null,"海外","BR",null,1,"Suzhou","-","-","-","-","-","-","-","-","-","-","-","-","-","-","-","-","-","-","-","-","-","-","-","-","-","-","-","-","-","-","-","-","-","-","-","-","-","-","-","-","-","-","-","-","-","-","-","-","-","-","-","-","-","-","-","-","-","-","-","-","-","-","-","-","-","-","-","-","-","-","-","-","-","-","-","-","-","-","-","-","-","-","X","-","-","-","-","-","-","-","-","-","-","-","-","-","-","-","-","-","-","-","-","-","-","-","-","-","-","-","-","-","-","-","-","-","-","-","-","-","-","-","-","-","-"]
["VINNO E20-4P-21.5-R-巴西版主机","V10490","9000689","启用","VINNO E20-4P-21.5-R-巴西版主机","VINNO E20-4P-21.5-R-BRA Main Unit","可出海外","海外","All",null,1,"Suzhou","-","-","-","-","-","-","-","-","-","-","-","-","-","-","-","-","-","-","-","-","-","-","-","-","-","-","-","-","-","-","-","-","-","-","-","-","-","-","-","-","-","-","-","-","-","-","-","-","X","-","-","-","-","-","-","-","-","-","-","-","-","-","-","-","-","-","-","-","-","-","-","-","-","-","-","-","-","-","-","-","-","-","X","-","-","-","-","-","-","-","-","-","-","-","-","-","-","-","-","-","-","-","-","-","-","-","-","-","-","-","-","-","-","-","-","-","-","-","-","-","-","-","-","-","-"]
["VINNO X2-3P-21.5-巴西版主机","V10513",9000712,"启用","VINNO X2-3P-21.5-巴西版主机","VINNO X2-3P-21.5-BRA Main Unit","可出海外","海外","All",null,1,"Suzhou","-","-","-","-","-","-","-","-","-","-","-","-","-","-","-","-","-","-","-","-","-","-","-","-","-","-","-","-","-","-","-","-","-","-","-","-","-","-","-","-","-","-","-","-","-","-","-","-","-","-","X","-","-","-","-","-","-","-","-","-","-","-","-","-","-","-","-","-","-","-","-","-","-","-","-","-","-","-","-","-","-","-","-","X","-","-","-","-","-","-","-","-","-","-","-","-","-","-","-","-","-","-","-","-","-","-","-","-","-","-","-","-","-","-","-","-","-","-","-","-","-","-","-","-","-"]
["VINNO X2-4P-21.5 巴西版主机","V10484",9000683,"启用","VINNO X2-4P-21.5 巴西版主机","VINNO X2-4P-21.5-BRA Main Unit",null,"海外","BR",null,1,"Suzhou","-","-","-","-","-","-","-","-","-","-","-","-","-","-","-","-","-","-","-","-","-","-","-","-","-","-","-","-","-","-","-","-","-","-","-","-","-","-","-","-","-","-","-","-","-","-","-","-","-","-",null,"-","-","-","-","-","-","-","-","-","-","-","-","-","-","-","-","-","-","-","-","-","-","-","-","-","-","-","-","-","-","-","-","X","-","-","-","-","-","-","-","-","-","-","-","-","-","-","-","-","-","-","-","-","-","-","-","-","-","-","-","-","-","-","-","-","-","-","-","-","-","-","-","-","-"]
["VINNO X2E-3P-21.5-R-巴西版主机","V10492","9000691","启用","VINNO X2E-3P-21.5-R-巴西版主机","VINNO X2E-3P-21.5-R-BRA Main Unit",null,"海外","BR",null,1,"Suzhou","-","-","-","-","-","-","-","-","-","-","-","-","-","-","-","-","-","-","-","-","-","-","-","-","-","-","-","-","-","-","-","-","-","-","-","-","-","-","-","-","-","-","-","-","-","-","-","-","-","-","-","-","-","-","-","-","-","-","-","-","-","-","-","-","-","-","-","-","-","-","-","-","-","-","-","-","-","-","-","-","-","-","-","-","X","-","-","-","-","-","-","-","-","-","-","-","-","-","-","-","-","-","-","-","-","-","-","-","-","-","-","-","-","-","-","-","-","-","-","-","-","-","-","-","-"]
["VINNO E10 巴西版主机","V10168","9000243","启用","VINNO E10 巴西版主机","VINNO E10 BRA-3P-18.5 Main Unit",null,"海外","BR",null,1,"Suzhou","-","-","-","-","-","-","-","-","-","-","-","-","-","-","-","-","-","-","-","-","-","-","-","-","-","-","-","-","-","-","-","-","-","-","-","-","-","-","-","-","-","-","-","-","-","-","-","-","-","-","-","-","-","-","-","-","-","-","-","-","-","-","-","-","-","-","-","-","-","-","-","-","-","-","-","-","-","-","-","-","-","-","-","-","-","X","-","-","-","-","-","-","-","-","-","-","-","-","-","-","-","-","-","-","-","-","-","-","-","-","-","-","-","-","-","-","-","-","-","-","-","-","-","-","-"]
["VINNO E10E-4P-21.5巴西版主机","V10317",9000542,"启用","VINNO E10E巴西版主机","VINNO E10E-4P-21.5 BRA Main Unit",null,"海外","BR",null,1,"Suzhou","-","-","-","-","-","-","-","-","-","-","-","-","-","-","-","-","-","-","-","-","-","-","-","-","-","-","-","-","-","-","-","-","-","-","-","-","-","-","-","-","-","-","-","-","-","-","-","-","-","-","-","-","-","-","-","-","-","-","-","-","-","-","-","-","-","-","-","-","-","-","-","-","-","-","-","-","-","-","-","-","-","-","-","-","-","-","X","-","-","-","-","-","-","-","-","-","-","-","-","-","-","-","-","-","-","-","-","-","-","-","-","-","-","-","-","-","-","-","-","-","-","-","-","-","-"]
["VINNO X1-18.5巴西版主机","V10318",9000543,"启用","VINNO X1巴西版主机","VINNO X1-3P-18.5 BRA Main Unit",null,"海外","BR",null,1,"Suzhou","-","-","-","-","-","-","-","-","-","-","-","-","-","-","-","-","-","-","-","-","-","-","-","-","-","-","-","-","-","-","-","-","-","-","-","-","-","-","-","-","-","-","-","-","-","-","-","-","-","-","-","-","-","-","-","-","-","-","-","-","-","-","-","-","-","-","-","-","-","-","-","-","-","-","-","-","-","-","-","-","-","-","-","-","-","-","-","X","-","-","-","-","-","-","-","-","-","-","-","-","-","-","-","-","-","-","-","-","-","-","-","-","-","-","-","-","-","-","-","-","-","-","-","-","-"]
["VINNO V6 巴西版主机","V10171","9000246","启用","VINNO 6 巴西版主机","VINNO 6 BRA Main Unit",null,"海外","BR",null,1,"Suzhou","-","-","-","-","-","-","-","-","-","-","-","-","-","-","-","-","-","-","-","-","-","-","-","-","-","-","-","-","-","-","-","-","-","-","-","-","-","-","-","-","-","-","-","-","-","-","-","-","-","-","-","-","-","-","-","-","-","-","-","-","-","-","-","-","-","-","-","-","-","-","-","-","-","-","-","-","-","-","-","-","-","-","-","-","-","-","-","-","X","-","-","-","-","-","-","-","-","-","-","-","-","-","-","-","-","-","-","-","-","-","-","-","-","-","-","-","-","-","-","-","-","-","-","-","-"]
["VINNO V5 巴西版主机","V10170","9000245","启用","VINNO 5 巴西版主机","VINNO 5 BRA Main Unit",null,"海外","BR",null,1,"Suzhou","-","-","-","-","-","-","-","-","-","-","-","-","-","-","-","-","-","-","-","-","-","-","-","-","-","-","-","-","-","-","-","-","-","-","-","-","-","-","-","-","-","-","-","-","-","-","-","-","-","-","-","-","-","-","-","-","-","-","-","-","-","-","-","-","-","-","-","-","-","-","-","-","-","-","-","-","-","-","-","-","-","-","-","-","-","-","-","-","-","X","-","-","-","-","-","-","-","-","-","-","-","-","-","-","-","-","-","-","-","-","-","-","-","-","-","-","-","-","-","-","-","-","-","-","-"]
[{"$nulls":104},"-",null,null,"-",null,"-",{"$nulls":9},"-"]
["VINNO R700-5P-23.8-15.6 EU主机","V10462",9000549,"未发布可有限接单","VINNO R700-5P-23.8-15.6 EU主机","VINNO R700-5P-23.8-15.6 EU main unit",null,"海外",null,"BR/RU",1,"Suzhou",{"$nulls":13},"X",{"$nulls":78},"-","-","-","-","-","-",{"$nulls":9},"-"]
[{"$nulls":25},"-","-","-","-","-","-","-","-","-","-","-","-","-","-","-","-","-",{"$nulls":62},"-","-","-","-","-","-",{"$nulls":9},"-"]
["VINNO R580-5P-23.8-15.6 EU主机"," V10434",9000639,"未发布","VINNO R580-5P-23.8-15.6 EU主机","VINNO R580-5P-23.8-15.6 EU Main Unit",null,"海外",null,"BR/RU",1,"Suzhou",{"$nulls":13},"-","X","-","-","-","-","-","-","-","-","-","-","-","-","-","-","-",{"$nulls":62},"-","-","-","-","-","-",{"$nulls":9},"-"]
["VINNO R570-5P-23.8-13.3 EU主机 ","V10432",9000637,"未发布","VINNO R570-5P-23.8-13.3 EU主机 ","VINNO R570-5P-23.8-13.3 EU Main Unit",null,"海外",null,"BR/RU",1,"Suzhou",{"$nulls":13},"-","-","X","-","-","-","-","-","-","-","-","-","-","-","-","-","-",{"$nulls":62},"-","-","-","-","-","-",{"$nulls":9},"-"]
["VINNO R560-5P-23.8-15.6 EU主机"," V10430",9000635,"未发布","VINNO R560-5P-23.8-15.6 EU主机","VINNO R560-5P-23.8-15.6 EU Main Unit",null,"海外",null,"BR/RU",1,"Suzhou",{"$nulls":13},"-","-","-","X","-","-","-","-","-","-","-","-","-","-","-","-","-",{"$nulls":62},"-","-","-","-","-","-",{"$nulls":9},"-"]
["VINNO R550-5P-23.8-13.3 EU主机","V10428",9000633,"未发布","VINNO R550-5P-23.8-13.3 EU主机","VINNO R550-5P-23.8-13.3 EU Main Unit",null,"海外",null,"BR/RU",1,"Suzhou",{"$nulls":13},"-","-","-","-","X","-","-","-","-","-","-","-","-","-","-","-","-",{"$nulls":62},"-","-","-","-","-","-",{"$nulls":9},"-"]
["VINNO R530-5P-23.8-13.3 EU主机"," V10426",9000631,"未发布","VINNO R530-5P-23.8-13.3 EU主机","VINNO R530-5P-23.8-13.3 EU Main Unit",null,"海外",null,"BR/RU",1,"Suzhou",{"$nulls":13},"-","-","-","-","-","X","-","-","-","-","-","-","-","-","-","-","-",{"$nulls":62},"-","-","-","-","-","-",{"$nulls":9},"-"]
["VINNO R520-5P-23.8-13.3 EU主机"," V10424",9000629,"未发布","VINNO R520-5P-23.8-13.3 EU主机","VINNO R520-5P-23.8-13.3 EU Main Unit",null,"海外",null,"BR/RU",1,"Suzhou",{"$nulls":13},"-","-","-","-","-","-","X","-","-","-","-","-","-","-","-","-","-",{"$nulls":62},"-","-","-","-","-","-",{"$nulls":9},"-"]
["VINNO R510-5P-23.8-13.3 EU主机","V10422",9000627,"未发布","VINNO R510-5P-23.8-13.3 EU主机","VINNO R510-5P-23.8-13.3 EU Main Unit",null,"海外",null,"BR/RU",1,"Suzhou",{"$nulls":13},"-","-","-","-","-","-","-","X","-","-","-","-","-","-","-","-","-",{"$nulls":62},"-","-","-","-","-","-",{"$nulls":9},"-"]
["VINNO R500-4P-23.8-15.6 EU主机","V10420",9000625,"启用","VINNO R500-4P-23.8-15.6 EU主机","VINNO R500-4P-23.8-15.6 EU Main Unit",null,"海外",null,"BR/RU",1,"Suzhou",{"$nulls":13},"-","-","-","-","-","-","-","-","X","-","-","-","-","-","-","-","-",{"$nulls":62},"-","-","-","-","-","-",{"$nulls":9},"-"]
["VINNO R380-4P-21.5-15.6 EU主机"," V10418",9000623,"未发布","VINNO R380-4P-21.5-15.6 EU主机","VINNO R380-4P-21.5-15.6 EU Main Unit",null,"海外",null,"BR/RU",1,"Suzhou",{"$nulls":13},"-","-","-","-","-","-","-","-","-","X","-","-","-","-","-","-","-",{"$nulls":62},"-","-","-","-","-","-",{"$nulls":9},"-"]
["VINNO R370-4P-21.5-13.3 EU主机","V10416",9000621,"未发布","VINNO R370-4P-21.5-13.3 EU主机","VINNO R370-4P-21.5-13.3 EU Main Unit",null,"海外",null,"BR/RU",1,"Suzhou",{"$nulls":13},"-","-","-","-","-","-","-","-","-","-","X","-","-","-","-","-","-",{"$nulls":62},"-","-","-","-","-","-",{"$nulls":9},"-"]
["VINNO R360-4P-21.5-15.6 EU主机"," V10414",9000619,"未发布","VINNO R360-4P-21.5-15.6 EU主机","VINNO R360-4P-21.5-15.6 EU Main Unit",null,"海外",null,"BR/RU",1,"Suzhou",{"$nulls":13},"-","-","-","-","-","-","-","-","-","-","-","X","-","-","-","-","-",{"$nulls":62},"-","-","-","-","-","-",{"$nulls":9},"-"]
["VINNO R350-4P-21.5-13.3 EU主机"," V10410",9000617,"未发布","VINNO R350-4P-21.5-13.3 EU主机","VINNO R350-4P-21.5-13.3 EU Main Unit",null,"海外",null,"BR/RU",1,"Suzhou",{"$nulls":13},"-","-","-","-","-","-","-","-","-","-","-","-","X","-","-","-","-",{"$nulls":62},"-","-","-","-","-","-",{"$nulls":9},"-"]
["VINNO R330-4P-21.5-13.3 EU主机","V10410",9000615,"未发布","VINNO R330-4P-21.5-13.3 EU主机","VINNO R330-4P-21.5-13.3 EU Main Unit",null,"海外",null,"BR/RU",1,"Suzhou",{"$nulls":13},"-","-","-","-","-","-","-","-","-","-","-","-","-","X",null,"-","-",{"$nulls":62},"-","-","-","-","-","-",{"$nulls":9},"-"]
["VINNO R320-4P-21.5-13.3 EU主机","V10408",9000613,"未发布","VINNO R320-4P-21.5-13.3 EU主机","VINNO R320-4P-21.5-13.3 EU Main Unit",null,"海外",null,"BR/RU",1,"Suzhou",{"$nulls":13},"-","-","-","-","-","-","-","-","-","-","-","-","-","-","X","-","-",{"$nulls":62},"-","-","-","-","-","-",{"$nulls":9},"-"]
["VINNO R310-4P-21.5-13.3 EU主机"," V10406",9000611,"未发布","VINNO R310-4P-21.5-13.3 EU主机","VINNO R310-4P-21.5-13.3 EU Main Unit",null,"海外",null,"BR/RU",1,"Suzhou",{"$nulls":13},"-","-","-","-","-","-","-","-","-","-","-","-","-","-","-","X","-",{"$nulls":62},"-","-","-","-","-","-",{"$nulls":9},"-"]
["VINNO R300-4P-21.5-13.3 EU主机"," V10404",9000609,"启用","VINNO R300-4P-21.5-13.3 EU主机","VINNO R300-4P-21.5-13.3 EU Main Unit",null,"海外",null,"BR/RU",1,"Suzhou",{"$nulls":13},"-","-","-","-","-","-","-","-","-","-","-","-","-","-","-","-","X",{"$nulls":62},"-","-","-","-","-","-",{"$nulls":9},"-"]
["VINNO R300-5P-21.5-13.3 EU主机"," V10841","9001000\n","未发布","VINNO R300-5P-21.5-13.3 EU主机","VINNO R300-5P-21.5-13.3 EU Main Unit",null,"海外",null,"BR/RU",1,"Suzhou",{"$nulls":13},"-","-","-","-","-","-","-","-","-","-","-","-","-","-","-","-","X",{"$nulls":62},"-","-","-","-","-","-",{"$nulls":9},"-"]
[{"$nulls":10},1,{"$nulls":98},"-",{"$nulls":9},"-"]
[{"$nulls":109},"-",{"$nulls":9},"-"]
["G80 YUNA OEM Main Unit","　V40006",2000105,"启用","VINNO G80升降海外版主机","G80 YUNA OEM Main Unit",null,"海外","DO",null,1,"Suzhou","-","-","-","-","-","-","-","-","-","-","-","-","-",{"$nulls":5},"-","-","-","-","-","-","-","-","-","-","-","-","-","-","-","-","-","-","-","-","-","-","-","-","-","-","-","-","-","-","-","-","-","-","-","-","-","-","-","-","-","-","-","-","-","-","-","-","-","-","-","-","-","-","-","-","-","-","-","-","-","-","-","-","-","-","-","-","-","-","-","-","X","-",null,"-","-",null,"-","-","-","-","-","-","-","-","-","-","-","-","-","-","-","-","-","-","-","-","-","-","-","-","-","-","-","-","-"]
["Aeroscan CD50 Main Unit","V40012",2000108,"启用","VINNO G50升降海外版主机","Aeroscan CD50 Main Unit",null,"海外","IN",null,1,"Suzhou","-","-","-","-","-","-","-","-","-","-","-","-","-","-","-","-","-","-","-","-","-","-","-","-","-","-","-","-","-","-","-","-","-","-","-","-","-","-","-","-","-","-","-","-","-","-","-","-","-","-","-","-","-","-","-","-","-","-","-","-","-","-","-","-","-","-","-","-","-","-","-","-","-","-","-","-","-","-","-","-","-","-","-","-","-","-","-","-","-","-","-","-","-","-","-","-","-","-","-","-","-","-","-","X","-","-","-","-","-","-","-","-","-","-","-","-","-","-","-","-","-","-","-","-","-"]
["OEM-Mumbai-G65-4P-21.5 主机套件","V40048",2000322,"启用","OEM-Mumbai-G65-4P-21.5 主机套件","V60 Ultrasound Electronics",null,"海外","IN",null,1,"Suzhou","-","-","-","-","-","-","-","-","-","-","-","-","-","-","-","-","-","-","-","-","-","-","-","-","-","-","-","-","-","-","-","-","-","-","-","-","-","-","-","-","-","-","-","-","-","-","-","-","-","-","-","-","-","-","-","-","-","-","-","-","-","-","-","-","-","-","-","-","-","-","-","-","-","-","-","-","-","-","-","-","-","-","-","-","-","-","-","-","-","-","-","X","-","-","-","-","-","-","-","-","-","-","-","-","-","-","-","-","-","-","-","-","-","-","-","-","-","-","-","-","-","-","-","-","-"]
["ELE_86  Main Unit","V40021",2000152,"启用","G86海外版主机","ELE_86-5P-21.5  Main Unit",null,"海外","RU",null,1,"Suzhou","-","-","-","-","-","-","-","-","-","-","-","-","-","-","-","-","-","-","-","-","-","-","-","-","-","-","-","-","-","-","-","-","-","-","-","-","-","-","-","-","-","-","-","-","-","-","-","-","-","-","-","-","-","-","-","-","-","-","-","-","-","-","-","-","-","-","-","-","-","-","-","-","-","-","-","-","-","-","-","-","-","-","-","-","-","-","-","-","-","-","-","-","-","-","-","-","-","-","-","-","-","-","-","-","-","-","X","-","-","-","-","-","-","-","-","-","-","-","-","-","-","-","-","-","-"]
[" ELE_86Plus-5P-23.8主机套件","V40078",2000496,"启用"," ELE_86Plus-5P-23.8主机套件","ELE_86Plus-5P-23.8  Main Unit",null,"海外","RU",null,1,"Suzhou",{"$nulls":105},"-","-","X"]
["ELE_60 Main Unit","V40019",2000147,"启用","VINNO G60升降海外版主机","ELE_60-4P-21.5 Main Unit",null,"海外","RU",null,1,"Suzhou","-","-","-","-","-","-","-","-","-","-","-","-","-","-","-","-","-","-","-","-","-","-","-","-","-","-","-","-","-","-","-","-","-","-","-","-","-","-","-","-","-","-","-","-","-","-","-","-","-","-","-","-","-","-","-","-","-","-","-","-","-","-","-","-","-","-","-","-","-","-","-","-","-","-","-","-","-","-","-","-","-","-","-","-","-","-","-","-","-","-","-","-","-","-","-","-","-","-","-","-","-","-","-","-","-","-","-","-","X","-","-","-","-","-","-","-","-","-","-","-","-","-","-","-","-"]
["ELE_55 Main Unit","V30319",2000313,"启用","M55-4P-21.5","ELE_55-4P-21.5 Main Unit",null,"海外","RU",null,1,"Suzhou","-","-","-","-","-","-","-","-","-","-","-","-","-","-","-","-","-","-","-","-","-","-","-","-","-","-","-","-","-","-","-","-","-","-","-","-","-","-","-","-","-","-","-","-","-","-","-","-","-","-","-","-","-","-","-","-","-","-","-","-","-","-","-","-","-","-","-","-","-","-","-","-","-","-","-","-","-","-","-","-","-","-","-","-","-","-","-","-","-","-","-","-","-","-","-","-","-","-","-","-","-","-","-","-","-","-","-","-","-","X","-","-","-","-","-","-","-","-","-","-","-","-","-","-","-"]
["ELE_50 Main Unit","V40020",2000314,"启用","G50-3P-18.5","ELE_50-3P-18.5 Main Unit",null,"海外","RU",null,1,"Suzhou","-","-","-","-","-","-","-","-","-","-","-","-","-","-","-","-","-","-","-","-","-","-","-","-","-","-","-","-","-","-","-","-","-","-","-","-","-","-","-","-","-","-","-","-","-","-","-","-","-","-","-","-","-","-","-","-","-","-","-","-","-","-","-","-","-","-","-","-","-","-","-","-","-","-","-","-","-","-","-","-","-","-","-","-","-","-","-","-","-","-","-","-","-","-","-","-","-","-","-","-","-","-","-","-","-","-","-","-","-","-","X","-","-","-","-","-","-","-","-","-","-","-","-","-","-"]
["ELE_30 Main Unit","V40022",2000154,"启用","E30-3P-18.5","ELE_30-3P-18.5 Main Unit",null,"海外","RU",null,1,"Suzhou","-","-","-","-","-","-","-","-","-","-","-","-","-","-","-","-","-","-","-","-","-","-","-","-","-","-","-","-","-","-","-","-","-","-","-","-","-","-","-","-","-","-","-","-","-","-","-","-","-","-","-","-","-","-","-","-","-","-","-","-","-","-","-","-","-","-","-","-","-","-","-","-","-","-","-","-","-","-","-","-","-","-","-","-","-","-","-","-","-","-","-","-","-","-","-","-","-","-","-","-","-","-","-","-","-","-","-","-","-","-","-","X","-","-","-","-","-","-","-","-","-","-","-","-","-"]
["ELE_30-3P-21.5主机套件","V40076",2000492,"启用","ELE_30-3P-21.5主机套件","ELE_30-3P-21.5 Main Unit",null,"海外","RU",null,1,"Suzhou",{"$nulls":111},"X"]
["ELE_30-4P-21.5主机套件","V40077",2000493,"启用","ELE_30-4P-21.5主机套件","ELE_30-4P-21.5 Main Unit",null,"海外","RU",null,1,"Suzhou",{"$nulls":111},"X"]
["ELE_55 Main Unit","V30319",2000177,"停用","M55-4P-21.5","ELE_55-4P-21.5 Main Unit",null,"海外","RU",null,1,"Suzhou","-","-","-","-","-","-","-","-","-","-","-","-","-","-","-","-","-","-","-","-","-","-","-","-","-","-","-","-","-","-","-","-","-","-","-","-","-","-","-","-","-","-","-","-","-","-","-","-","-","-","-","-","-","-","-","-","-","-","-","-","-","-","-","-","-","-","-","-","-","-","-","-","-","-","-","-","-","-","-","-","-","-","-","-","-","-","-","-","-","-","-","-","-","-","-","-","-","-","-","-","-","-","-","-","-","-","-","-","-","X","-","-","-","-","-","-","-","-","-","-","-","-","-","-","-"]
["ELE_50 Main Unit","V40020",2000141,"停用","G50-3P-18.5","ELE_50-3P-18.5 Main Unit",null,"海外","RU",null,1,"Suzhou","-","-","-","-","-","-","-","-","-","-","-","-","-","-","-","-","-","-","-","-","-","-","-","-","-","-","-","-","-","-","-","-","-","-","-","-","-","-","-","-","-","-","-","-","-","-","-","-","-","-","-","-","-","-","-","-","-","-","-","-","-","-","-","-","-","-","-","-","-","-","-","-","-","-","-","-","-","-","-","-","-","-","-","-","-","-","-","-","-","-","-","-","-","-","-","-","-","-","-","-","-","-","-","-","-","-","-","-","-","-","X","-","-","-","-","-","-","-","-","-","-","-","-","-","-"]
["OEM-阿联酋H55 Pro(G55)","V40073",2000484,"启用","OEM-阿联酋H55 Pro-4P-21.5主机套件","OEM-H55 Pro-4P-21.5 Main Unit",null,"海外","AE",null,1,"Suzhou",{"$nulls":95},"-","-","X"]
["OEM-阿联酋H55(E35)","V40074",2000485,"启用","OEM-阿联酋H55-4P-21.5主机套件","OEM-H55 -4P-21.5 Main Unit",null,"海外","AE",null,1,"Suzhou",{"$nulls":95},"-","-",null,"X"]
["OEM-俄罗斯R700主机套件","V40082",2000515,"启用","OEM-俄罗斯R700主机套件","SonoRus R700 Main Unit",null,"海外","RU",null,1,"Suzhou",{"$nulls":92},"X",null,null,"-","-"]
["OEM-俄罗斯R500主机套件","V40081",2000514,"启用","OEM-俄罗斯R500主机套件","SonoRus R500 Main Unit",null,"海外","RU",null,1,"Suzhou",{"$nulls":93},"X",null,"-","-"]
["OEM-俄罗斯R300主机套件","V40080",2000513,"启用","OEM-俄罗斯R300主机套件","SonoRus R300 Main Unit",null,"海外","RU",null,1,"Suzhou",{"$nulls":94},"X","-","-"]
["OEM-Elitech-R700-5P-15.6-23.8 主机套件","V40093",2000538,"启用","OEM-Elitech-R700-5P-15.6-23.8 主机套件 ","Elitech-R700-5P-15.6-23.8 Main Unit ",null,"海外","ID",null,1,"Suzhou",{"$nulls":95},"-","-"]
["OEM-Elitech-R300-4P-13.3-21.5 主机套件","V40092",2000537,"启用","OEM-Elitech-R300-4P-13.3-21.5 主机套件","Elitech-R300-4P-13.3-21.5 Main Unit",null,"海外","ID",null,1,"Suzhou",{"$nulls":95},"-","-"]
["Main body kit for R700-OEM-Elitech","V40088","2000530","启用","R700-OEM-Elitech机架套件","Main body kit for R700-OEM-Elitech",null,"海外","ID",null,1,"SuZhou",{"$nulls":95},"X","-"]
["Main body kit for R300-OEM-Elitech","V40087","2000529","启用","R300-OEM-Elitech机架套件","Main body kit for R300-OEM-Elitech",null,"海外","ID",null,1,"SuZhou",{"$nulls":95},"-","X"]
["OEM-Mumbai-E35-4P-21.5套件   ","V40027",2000269,"启用","OEM-Mumbai-E35-4P-21.5套件   ","V40 Ultrasound Electronics  ",null,"海外","IN",null,1,"Suzhou","-","-","-","-","-","-","-","-","-","-","-","-","-","-","-","-","-","-","-","-","-","-","-","-","-","-","-","-","-","-","-","-","-","-","-","-","-","-","-","-","-","-","-","-","-","-","-","-","-","-","-","-","-","-","-","-","-","-","-","-","-","-","-","-","-","-","-","-","-","-","-","-","-","-","-","-","-","-","-","-","-","-","-","-","-","-","-","-","-","-","-","-","-","-","-","-","-","-",null,"X","-","-","-","-","-","-","-","-","-","-","-","-","-","-","-","-","-","-","-","-","-","-","-","-","-"]
["OEM-Mumbai-X2-3P-18.5套件   ","V40028",2000270,"启用","OEM-Mumbai-X2-3P-18.5套件   ","V20 Ultrasound Electronics ",null,"海外","IN",null,1,"Suzhou","-","-","-","-","-","-","-","-","-","-","-","-","-","-","-","-","-","-","-","-","-","-","-","-","-","-","-","-","-","-","-","-","-","-","-","-","-","-","-","-","-","-","-","-","-","-","-","-","-","-","-","-","-","-","-","-","-","-","-","-","-","-","-","-","-","-","-","-","-","-","-","-","-","-","-","-","-","-","-","-","-","-","-","-","-","-","-","-","-","-","-","-","-","-","-","-","-","-","-","-","X","-","-","-","-","-","-","-","-","-","-","-","-","-","-","-","-","-","-","-","-","-","-","-","-"]
["OEM-Mumbai-X1E-3P-18.5主机-套件","V40045",2000316,"启用","OEM-Mumbai-X1E-3P-18.5主机套件","V9 Ultrasound Electronics",null,"海外","IN",null,1,"Suzhou","-","-","-","-","-","-","-","-","-","-","-","-","-","-","-","-","-","-","-","-","-","-","-","-","-","-","-","-","-","-","-","-","-","-","-","-","-","-","-","-","-","-","-","-","-","-","-","-","-","-","-","-","-","-","-","-","-","-","-","-","-","-","-","-","-","-","-","-","-","-","-","-","-","-","-","-","-","-","-","-","-","-","-","-","-","-","-","-","-","-","-","-","-","-","-","-","-","-","-","-","-","X","-","-","-","-","-","-","-","-","-","-","-","-","-","-","-","-","-","-","-","-","-","-","-"]
["OEM-SonoRad V9 Premium-3P-21.5主机套件（X1E）","V40096",2000548,"启用","OEM-SonoRad V9 Premium-3P-21.5主机套件","OEM-SonoRad V9 Premium-3P-21.5 Main unit",null,"海外","IN",null,1,"Suzhou",{"$nulls":101},"X"]
["OEM--Mumbai-V6主机套件","V40047",2000318,"启用","OEM--Mumbai-V6主机套件","SonoRad K40 Ultrasound Electronics Main unit",null,"海外","IN",null,1,"Suzhou","-","-","-","-","-","-","-","-","-","-","-","-","-","-","-","-","-","-","-","-","-","-","-","-","-","-","-","-","-","-","-","-","-","-","-","-","-","-","-","-","-","-","-","-","-","-","-","-","-","-","-","-","-","-","-","-","-","-","-","-","-","-","-","-","-","-","-","-","-","-","-","-","-","-","-","-","-","-","-","-","-","-","-","-","-","-","-","-","-","-","-","-","-","-","-","-","-","-","-","-","-","-","X","-","-","-","-","-","-","-","-","-","-","-","-","-","-","-","-","-","-","-","-","-","-"]
["OEM-阿联酋H6 Pro主机套件","V40059","2000412\n","启用","OEM-阿联酋H6 Pro主机套件","OEM-H6 Pro Main Unit",null,"海外","AE",null,1,"Suzhou","-","-","-","-","-","-","-","-","-","-","-","-","-","-","-","-","-","-","-","-","-","-","-","-","-","-","-","-","-","-","-","-","-","-","-","-","-","-","-","-","-","-","-","-","-","-","-","-","-","-","-","-","-","-","-","-","-","-","-","-","-","-","-","-","-","-","-","-","-","-","-","-","-","-","-","-","-","-","-","-","-","-","-","-","-","-","-","-","-","-","-","-","-","-","-","-","-","-","-","-","-","-","-","-","X","-","-","-","-","-","-","-","-","-","-","-","-","-","-","-","-","-","-","-","-"]
["OEM-阿联酋H6主机套件","V40079","2000503\n","启用","OEM-阿联酋H6 主机套件","OEM-H6 Main Unit",null,"海外","AE",null,1,"Suzhou",{"$nulls":105},"X"]
["OEM-SonoRad V6 K40键盘套件","V40056",2000384,"启用","OEM-SonoRad K40键盘套件","SonoRad K40 keyboard Assembly",null,"海外","IN",null,1,"Suzhou","-","-","-","-","-","-","-","-","-","-","-","-","-","-","-","-","-","-","-","-","-","-","-","-","-","-","-","-","-","-","-","-","-","-","-","-","-","-","-","-","-","-","-","-","-","-","-","-","-","-","-","-","-","-","-","-","-","-","-","-","-","-","-","-","-","-","-","-","-","-","-","-","-","-","-","-","-","-","-","-","-","-","-","-","-","-","-","-","-","-","-","-","-","-","-","-","-","-","-","-","-","-","X","-","-","-","-","-","-","-","-","-","-","-","-","-","-","-","-","-","-","-","-","-","-"]
["SG Health Q40 OEM Main Unit","V40010",2000098,"启用","VINNO E20海外版主机","SG Health Q40 OEM Main Unit",null,"海外","KR",null,1,"Suzhou","-","-","-","-","-","-","-","-","-","-","-","-","-","-","-","-","-","-","-","-","-","-","-","-","-","-","-","-","-","-","-","-","-","-","-","-","-","-","-","-","-","-","-","-","-","-","-","-","-","-","-","-","-","-","-","-","-","-","-","-","-","-","-","-","-","-","-","-","-","-","-","-","-","-","-","-","-","-","-","-","-","-","-","-","-","-","-","-","-","-","-","-","-","-","-","-","-","-","-","-","-","-","-","-","-","-","-","-","-","-","-","-","X","-","-","-","-","-","-","-","-","-","-","-","-"]
["SG Health Q30 OEM  Main Unit","V40011",2000099,"启用","VINNO X1海外版主机","SG Health Q30 OEM  Main Unit",null,"海外","KR",null,1,"Suzhou","-","-","-","-","-","-","-","-","-","-","-","-","-","-","-","-","-","-","-","-","-","-","-","-","-","-","-","-","-","-","-","-","-","-","-","-","-","-","-","-","-","-","-","-","-","-","-","-","-","-","-","-","-","-","-","-","-","-","-","-","-","-","-","-","-","-","-","-","-","-","-","-","-","-","-","-","-","-","-","-","-","-","-","-","-","-","-","-","-","-","-","-","-","-","-","-","-","-","-","-","-","-","-","-","-","-","-","-","-","-","-","-","-","X","-","-","-","-","-","-","-","-","-","-","-"]
["OEM-ADS 7Expert-3P-18.5主机套件","V40050",2000324,"启用","X2-3P-18.5海外版主机","OEM-ADS 7Expert-3P-18.5 Main Unit",null,"海外","ID",null,1,"Suzhou","-","-","-","-","-","-","-","-","-","-","-","-","-","-","-","-","-","-","-","-","-","-","-","-","-","-","-","-","-","-","-","-","-","-","-","-","-","-","-","-","-","-","-","-","-","-","-","-","-","-","-","-","-","-","-","-","-","-","-","-","-","-","-","-","-","-","-","-","-","-","-","-","-","-","-","-","-","-","-","-","-","-","-","-","-","-","-","-","-","-","-","-","-","-","-","-","-","-","-","-","-","-","-","-","-","-","-","-","-","-","-","-","-","-","X","-","-","-","-","-","-","-","-","-","-"]
["OEM-ADS 7Expert-3P-21.5主机套件\n","V40055",2000365,"启用","X2-3P-21.5海外版主机","OEM-ADS 7Expert-3P-21.5 Main Unit",null,"海外","ID",null,1,"Suzhou","-","-","-","-","-","-","-","-","-","-","-","-","-","-","-","-","-","-","-","-","-","-","-","-","-","-","-","-","-","-","-","-","-","-","-","-","-","-","-","-","-","-","-","-","-","-","-","-","-","-","-","-","-","-","-","-","-","-","-","-","-","-","-","-","-","-","-","-","-","-","-","-","-","-","-","-","-","-","-","-","-","-","-","-","-","-","-","-","-","-","-","-","-","-","-","-","-","-","-","-","-","-","-","-","-","-","-","-","-","-","-","-","-","-","X","-","-","-","-","-","-","-","-","-","-"]
["eZono 5000 Main Unit","V40013",9000080,"启用","VINNO 6海外版主机","eZono 5000 Main Unit",null,"海外","DE",null,1,"Suzhou","-","-","-","-","-","-","-","-","-","-","-","-","-","-","-","-","-","-","-","-","-","-","-","-","-","-","-","-","-","-","-","-","-","-","-","-","-","-","-","-","-","-","-","-","-","-","-","-","-","-","-","-","-","-","-","-","-","-","-","-","-","-","-","-","-","-","-","-","-","-","-","-","-","-","-","-","-","-","-","-","-","-","-","-","-","-","-","-","-","-","-","-","-","-","-","-","-","-","-","-","-","-","-","-","-","-","-","-","-","-","-","-","-","-","-","X","-","-","-","-","-","-","-","-","-"]
[]
[{"$nulls":70},"-","-","-","-","-","-"]
["VINNO E20-4P-21.5俄罗斯版主机","V10601",9000830,"启用","VINNO E20 俄罗斯版主机","VINNO E20-4P-21.5 -RUA Main Unit",null,"海外","BY/RU",null,1,"Suzhou","-","-","-","-","-","-","-","-","-","-","-","-","-","-","-","-","-","-","-","-","-","-","-","-","-","-","-","-","-","-","-","-","-","-","-","-","-","-","-","-","-","-","-","-","-","-","-","-","-","-","-","-","-","-","-","-","-","-","-","-","-","-","-","-","-","-","-","-","-","-","-","-","-","-","-","-","-","-","-","-","-","-","-","-","-","-","-","-","-","-","-","-","-","-","-","-","-","-","-","-","-","-","-","-","-","-","-","-","-","-","-","-","-","-","-","-","X","-","-","-","-","-","-","-","-"]
["VINNO E20-3P-18.5 俄罗斯版主机","V10308",9000517,"启用","VINNO E20 俄罗斯版主机","VINNO E20-3P-18.5 -RUA Main Unit",null,"海外","BY/RU",null,1,"Suzhou","-","-","-","-","-","-","-","-","-","-","-","-","-","-","-","-","-","-","-","-","-","-","-","-","-","-","-","-","-","-","-","-","-","-","-","-","-","-","-","-","-","-","-","-","-","-","-","-","-","-","-","-","-","-","-","-","-","-","-","-","-","-","-","-","-","-","-","-","-","-","-","-","-","-","-","-","-","-","-","-","-","-","-","-","-","-","-","-","-","-","-","-","-","-","-","-","-","-","-","-","-","-","-","-","-","-","-","-","-","-","-","-","-","-","-","-","X","-","-","-","-","-","-","-","-"]
["VINNO X3-3P-18.5 俄罗斯版主机","V10310",9000519,"启用","VINNO X3 俄罗斯版主机","VINNO X3-3P-18.5 -RUA Main Unit",null,"海外","BY/RU",null,1,"Suzhou","-","-","-","-","-","-","-","-","-","-","-","-","-","-","-","-","-","-","-","-","-","-","-","-","-","-","-","-","-","-","-","-","-","-","-","-","-","-","-","-","-","-","-","-","-","-","-","-","-","-","-","-","-","-","-","-","-","-","-","-","-","-","-","-","-","-","-","-","-","-","-","-","-","-","-","-","-","-","-","-","-","-","-","-","-","-","-","-","-","-","-","-","-","-","-","-","-","-","-","-","-","-","-","-","-","-","-","-","-","-","-","-","-","-","-","-","-","X","-","-","-","-","-","-","-"]
["VINNO X2-3P-18.5 俄罗斯版主机","V10311",9000520,"启用","VINNO X2 俄罗斯版主机","VINNO X2-3P-18.5 -RUA Main Unit",null,"海外","BY/RU",null,1,"Suzhou","-","-","-","-","-","-","-","-","-","-","-","-","-","-","-","-","-","-","-","-","-","-","-","-","-","-","-","-","-","-","-","-","-","-","-","-","-","-","-","-","-","-","-","-","-","-","-","-","-","-","-","-","-","-","-","-","-","-","-","-","-","-","-","-","-","-","-","-","-","-","-","-","-","-","-","-","-","-","-","-","-","-","-","-","-","-","-","-","-","-","-","-","-","-","-","-","-","-","-","-","-","-","-","-","-","-","-","-","-","-","-","-","-","-","-","-","-","-","X","-","-","-","-","-","-"]
["VINNO E10-3P-18.5 俄罗斯版主机","V10309",9000518,"启用","VINNO E10 俄罗斯版主机","VINNO E10-3P-18.5 -RUA Main Unit",null,"海外","BY/RU",null,1,"Suzhou","-","-","-","-","-","-","-","-","-","-","-","-","-","-","-","-","-","-","-","-","-","-","-","-","-","-","-","-","-","-","-","-","-","-","-","-","-","-","-","-","-","-","-","-","-","-","-","-","-","-","-","-","-","-","-","-","-","-","-","-","-","-","-","-","-","-","-","-","-","-","-","-","-","-","-","-","-","-","-","-","-","-","-","-","-","-","-","-","-","-","-","-","-","-","-","-","-","-","-","-","-","-","-","-","-","-","-","-","-","-","-","-","-","-","-","-","-","-","-","X","-","-","-","-","-"]
["VINNO X1-3P-15.6 俄罗斯版主机","V10312",9000521,"启用","VINNO X1 俄罗斯版主机","VINNO X1-3P-15.6 -RUA Main Unit",null,"海外","BY/RU",null,1,"Suzhou","-","-","-","-","-","-","-","-","-","-","-","-","-","-","-","-","-","-","-","-","-","-","-","-","-","-","-","-","-","-","-","-","-","-","-","-","-","-","-","-","-","-","-","-","-","-","-","-","-","-","-","-","-","-","-","-","-","-","-","-","-","-","-","-","-","-","-","-","-","-","-","-","-","-","-","-","-","-","-","-","-","-","-","-","-","-","-","-","-","-","-","-","-","-","-","-","-","-","-","-","-","-","-","-","-","-","-","-","-","-","-","-","-","-","-","-","-","-","-","-","X","-","-","-","-"]
["VINNO 8EXP-海外主机 ","V10665 ",9000870,"未发布","VINNO 8EXP-海外主机 ","VINNO 8EXP-RUA Main Unit",null,"海外","BY/RU",null,1,"Suzhou","-","-","-","-","-","-","-","-","-","-","-","-","-","-","-","-","-","-","-","-","-","-","-","-","-","-","-","-","-","-","-","-","-","-","-","-","-","-","-","-","-","-","-","-","-","-","-","-","-","-","-","-","-","-","-","-","-","-","-","-","-","-","-","-","-","-","-","-","-","-","-","-","-","-","-","-","-","-","-","-","-","-","-","-","-","-","-","-","-","-","-","-","-","-","-","-","-","-","-","-","-","-","-","-","-","-","-","-","-","-","-","-","-","-","-","-","-","-","-","-","-","X","-","-","-"]
["VINNO 8 海外版主机","V10313",9000522,"启用","VINNO 8 俄罗斯版主机","VINNO 8 -RUA Main Unit",null,"海外","BY/RU",null,1,"Suzhou","-","-","-","-","-","-","-","-","-","-","-","-","-","-","-","-","-","-","-","-","-","-","-","-","-","-","-","-","-","-","-","-","-","-","-","-","-","-","-","-","-","-","-","-","-","-","-","-","-","-","-","-","-","-","-","-","-","-","-","-","-","-","-","-","-","-","-","-","-","-","-","-","-","-","-","-","-","-","-","-","-","-","-","-","-","-","-","-","-","-","-","-","-","-","-","-","-","-","-","-","-","-","-","-","-","-","-","-","-","-","-","-","-","-","-","-","-","-","-","-","-","-","X","-","-"]
["VINNO 6 海外版主机","V10314",9000523,"启用","VINNO 6 俄罗斯版主机","VINNO 6 -RUA Main Unit",null,"海外","BY/RU",null,1,"Suzhou","-","-","-","-","-","-","-","-","-","-","-","-","-","-","-","-","-","-","-","-","-","-","-","-","-","-","-","-","-","-","-","-","-","-","-","-","-","-","-","-","-","-","-","-","-","-","-","-","-","-","-","-","-","-","-","-","-","-","-","-","-","-","-","-","-","-","-","-","-","-","-","-","-","-","-","-","-","-","-","-","-","-","-","-","-","-","-","-","-","-","-","-","-","-","-","-","-","-","-","-","-","-","-","-","-","-","-","-","-","-","-","-","-","-","-","-","-","-","-","-","-","-","-","X"]
["VINNO 5 海外版主机","V10315",9000524,"启用","VINNO 5 俄罗斯版主机","VINNO 5 -RUA Main Unit",null,"海外","BY/RU",null,1,"Suzhou","-","-","-","-","-","-","-","-","-","-","-","-","-","-","-","-","-","-","-","-","-","-","-","-","-","-","-","-","-","-","-","-","-","-","-","-","-","-","-","-","-","-","-","-","-","-","-","-","-","-","-","-","-","-","-","-","-","-","-","-","-","-","-","-","-","-","-","-","-","-","-","-","-","-","-","-","-","-","-","-","-","-","-","-","-","-","-","-","-","-","-","-","-","-","-","-","-","-","-","-","-","-","-","-","-","-","-","-","-","-","-","-","-","-","-","-","-","-","-","-","-","-","-","-","X"]
[{"$nulls":10},1]
["VINNO9-EU主机 ","V10607",9000843,"未发布","VINNO9-EU主机 ","VINNO9-EU main unit",null,"海外",null,"BR/RU",1,"Suzhou",{"$nulls":61},"X"]
["VINNO9E-EU主机","V10609",9000845,"未发布","VINNO9E-EU主机","VINNO9E-EU main unit",null,"海外",null,"BR/RU",1,"Suzhou",{"$nulls":62},"X"]
["VINNO9P-EU主机","V10611",9000847,"未发布","VINNO9P-EU主机","VINNO9P-EU main unit",null,"海外",null,"BR/RU",1,"Suzhou",{"$nulls":63},"X"]
["VINNO10-EU主机 ","V10613",9000849,"启用","VINNO10-EU主机 ","VINNO10-EU main unit",null,"海外",null,"BR/RU",1,"Suzhou",{"$nulls":58},"X"]
["VINNO10E-EU主机 ","V10615",9000851,"未发布","VINNO10E-EU主机 ","VINNO10E-EU main unit",null,"海外",null,"BR/RU",1,"Suzhou",{"$nulls":59},"X"]
["VINNO10P-EU主机 ","V10617",9000853,"未发布","VINNO10P-EU主机 ","VINNO10P-EU main unit ",null,"海外",null,"BR/RU",1,"Suzhou",{"$nulls":60},"X"]
[]
["Power cable(select one)"]
["欧标交流电源线","V30002",3200238,"启用","欧标交流电源线","AC Power Cord EU",null,"海外","ALL",null,1,"Suzhou","X","X","X","X","X","X","X","X","X","X","X","X","X","X","X","X","X","X","X","X","X","X","X","X","X","X","X","X","X","X","X","X","X","X","X","X","X","X","X","X","X","X","X","X","X","X","X","X","X","X","X","X","X","X","X","X","X","X","X","X","X","X","X","X","X","X","X","X","X","X","X","X","X","X","X","X","X","X","X","X","X","X","X","X","X","X","X","X","X","X","X","X","X","X","X","X","X","X","X","X","X","X","X","X","X","X","X","X","X","X","X","X","X","X","X","X","X","X","X","X","X","X","X","X","X"]
["印度小南非插头交流电源线","V30003",3200243,"启用","印度小南非插头交流电源线","AC Power Cord IND",null,"海外","ALL",null,1,"Suzhou","O","O","O","O","O","O","O","O","O","O","O","O","O","O","O","O","O","O","O","O","O","O","O","O","O","O","O","O","O","O","O","O","O","O","O","O","O","O","O","O","O","O","O","O","O","O","O","O","O","O","O","O","O","O","O","O","O","O","O","O","O","O","O","O","O","O","O","O","O","O","O","O","O","O","O","O","O","O","O","O","O","O","O","O","O","O","O","O","O","O","O","O","O","O","O","O","O","O","O","O","O","O","O","O","O","O","O","O","O","O","O","O","O","O","O","O","O","O","O","O","O","O","O","O","O"]
["大南非插头交流电源线","V30004",3200239,"启用","大南非插头交流电源线","AC Power Cord RSA",null,"海外","ALL",null,1,"Suzhou","O","O","O","O","O","O","O","O","O","O","O","O","O","O","O","O","O","O","O","O","O","O","O","O","O","O","O","O","O","O","O","O","O","O","O","O","O","O","O","O","O","O","O","O","O","O","O","O","O","O","O","O","O","O","O","O","O","O","O","O","O","O","O","O","O","O","O","O","O","O","O","O","O","O","O","O","O","O","O","O","O","O","O","O","O","O","O","O","O","O","O","O","O","O","O","O","O","O","O","O","O","O","O","O","O","O","O","O","O","O","O","O","O","O","O","O","O","O","O","O","O","O","O","O","O"]
["英标交流电源线","V30005",3200241,"启用","英标交流电源线","AC Power Cord UK",null,"海外","ALL",null,1,"Suzhou","O","O","O","O","O","O","O","O","O","O","O","O","O","O","O","O","O","O","O","O","O","O","O","O","O","O","O","O","O","O","O","O","O","O","O","O","O","O","O","O","O","O","O","O","O","O","O","O","O","O","O","O","O","O","O","O","O","O","O","O","O","O","O","O","O","O","O","O","O","O","O","O","O","O","O","O","O","O","O","O","O","O","O","O","O","O","O","O","O","O","O","O","O","O","O","O","O","O","O","O","O","O","O","O","O","O","O","O","O","O","O","O","O","O","O","O","O","O","O","O","O","O","O","O","O"]
["巴西交流电源线","V30006",3200240,"启用","巴西交流电源线","AC Power Cord BRA",null,"海外","ALL",null,1,"Suzhou","O","O","O","O","O","O","O","O","O","O","O","O","O","O","O","O","O","O","O","O","O","O","O","O","O","O","O","O","O","O","O","O","O","O","O","O","O","O","O","O","O","O","O","O","O","O","O","O","O","O","O","O","O","O","O","O","O","O","O","O","O","O","O","O","O","O","O","O","O","O","O","O","O","O","O","O","O","O","O","O","O","O","O","O","O","O","O","O","O","O","O","O","O","O","O","O","O","O","O","O","O","O","O","O","O","O","O","O","O","O","O","O","O","O","O","O","O","O","O","O","O","O","O","O","O"]
["丹麦交流电源线","V30202",3200242,"启用","丹麦交流电源线","AC Power Cord DMK",null,"海外","ALL",null,1,"Suzhou","O","O","O","O","O","O","O","O","O","O","O","O","O","O","O","O","O","O","O","O","O","O","O","O","O","O","O","O","O","O","O","O","O","O","O","O","O","O","O","O","O","O","O","O","O","O","O","O","O","O","O","O","O","O","O","O","O","O","O","O","O","O","O","O","O","O","O","O","O","O","O","O","O","O","O","O","O","O","O","O","O","O","O","O","O","O","O","O","O","O","O","O","O","O","O","O","O","O","O","O","O","O","O","O","O","O","O","O","O","O","O","O","O","O","O","O","O","O","O","O","O","O","O","O","O"]
["阿根廷交流电源线","V30204",3200810,"启用","阿根廷交流电源线","AC Power Cord ARG",null,"海外","ALL",null,1,"Suzhou","O","O","O","O","O","O","O","O","O","O","O","O","O","O","O","O","O","O","O","O","O","O","O","O","O","O","O","O","O","O","O","O","O","O","O","O","O","O","O","O","O","O","O","O","O","O","O","O","O","O","O","O","O","O","O","O","O","O","O","O","O","O","O","O","O","O","O","O","O","O","O","O","O","O","O","O","O","O","O","O","O","O","O","O","O","O","O","O","O","O","O","O","O","O","O","O","O","O","O","O","O","O","O","O","O","O","O","O","O","O","O","O","O","O","O","O","O","O","O","O","O","O","O","O","O"]
["澳大利亚交流线","V30203",3200803,"启用","澳大利亚交流线","AC Power Cord AUS",null,"海外","ALL",null,1,"Suzhou","O","O","O","O","O","O","O","O","O","O","O","O","O","O","O","O","O","O","O","O","O","O","O","O","O","O","O","O","O","O","O","O","O","O","O","O","O","O","O","O","O","O","O","O","O","O","O","O","O","O","O","O","O","O","O","O","O","O","O","O","O","O","O","O","O","O","O","O","O","O","O","O","O","O","O","O","O","O","O","O","O","O","O","O","O","O","O","O","O","O","O","O","O","O","O","O","O","O","O","O","O","O","O","O","O","O","O","O","O","O","O","O","O","O","O","O","O","O","O","O","O","O","O","O","O"]
["美标交流电源线（用于美国和加拿大）","V30117",3200553,"启用","美标交流电源线（用于美国和加拿大）","AC Power Cord USA",null,"海外","US/CA",null,1,"Suzhou","O","O","O","O","O","O","O","O","O","O","O","O","O","O","O","O","O","O","O","O","O","O","O","O","O","O","O","O","O","O","O","O","O","O","O","O","O","O","O","O","O","O","O","O","O","O","O","O","O","O","O","O","O","O","O","O","O","O","O","O","O","O","O","O","O","O","O","O","O","O","O","O","O","O","O","O","O","O","O","O","O","O","O","O","O","O","O","O","O","O","O","O","O","O","O","O","O","O","O","O","O","O","O","O","O","O","O","O","O","O","O","O","O","O","O","O","O","O","O","O","O","O","O","O","O"]
["美标交流电源线（美国和加拿大不用）","V30401",3201254,"启用","美标交流电源线（美国和加拿大不用）","AC Power Cord USA",null,"海外","ALL",null,1,"Suzhou","O","O","O","O","O","O","O","O","O","O","O","O","O","O","O","O","O","O","O","O","O","O","O","O","O","O","O","O","O","O","O","O","O","O","O","O","O","O","O","O","O","O","O","O","O","O","O","O","O","O","O","O","O","O","O","O","O","O","O","O","O","O","O","O","O","O","O","O","O","O","O","O","O","O","O","O","O","O","O","O","O","O","O","O","O","O","O","O","O","O","O","O","O","O","O","O","O","O","O","O","O","O","O","O","O","O","O","O","O","O","O","O","O","O","O","O","O","O","O","O","O","O","O","O","O"]
[]
["User Manual(select one)"]
["portable Quick Guide_EN","V30370",8000354,"启用","portable快速操作指南手册海外版","portable Quick Guide_EN",null,"海外","ALL",null,1,"Suzhou","-","-","-","-","-","-","-","-","-","-","-","-","-","-","-","-","-","-","-","-","-","-","-","-","-","-","-","-","-","-","-","-","-","-","-","-","-","-","-","-","-","-","-","-","-","-","-","-","-","-","-","-","-","-","-","-","-","-","-","-","-","-","-","-","O","O","O","O","O","O","O","O","O","O","O","O","-","-","-","-","-","-","-","-","-","-","-","-","O","O","-","-","-","-","-","-","-","-","-","-","-","-","-","-","-","-","-","-","-","-","-","-","-","-","-","-","-","-","-","-","-","O","O","O","O"]
["portable Quick Guide_DE","V30373",8000360,"启用","portable快速操作指南手册海外版（德语）","portable Quick Guide_DE",null,"海外","ALL",null,1,"Suzhou","-","-","-","-","-","-","-","-","-","-","-","-","-","-","-","-","-","-","-","-","-","-","-","-","-","-","-","-","-","-","-","-","-","-","-","-","-","-","-","-","-","-","-","-","-","-","-","-","-","-","-","-","-","-","-","-","-","-","-","-","-","-","-","-","O","O","O","O","O","O","O","O","O","O","O","O","-","-","-","-","-","-","-","-","-","-","-","-","O","O","-","-","-","-","-","-","-","-","-","-","-","-","-","-","-","-","-","-","-","-","-","-","-","-","-","-","-","-","-","-","-","O","-","-","-"]
["VINNO G90 series Basic User Manual_EN(G2) ","V30720",8000612,"启用","G90系列英文版基本用户手册","VINNO G90 series Basic User Manual_EN(G2) ",null,"海外","ALL",null,1,"Suzhou","X","-","-","-","-","-","-","-","-","-","-","-","-","-","-","-","-","-","-","-","-","-","-","-","-","-","-","-","-","-","-","-","-","-","-","-","-","-","-","-","-","-","-","-","-","-","-","-","-","-","-","-","-","-","-","-","-","-","-","-","-","-","-","-","-","-","-","-","-","-","-","-","-","-","-","-","-","-","-","-","-","-","-","-","-","-","-","-","-","-","-","-","-","-","-","-","-","-","-","-","-","-","-","-","-","-","-","-","-","-","-","-","-","-","-","-","-","-","-","-","-","-","-","-","-"]
["VINNO M86 series Basic User Manual_EN(G2）","V30721",8000613,"启用","M86系列英文版基本用户手册","VINNO M86 series Basic User Manual_EN(G2）",null,"海外","ALL",null,1,"Suzhou","-","X","X","X","-","-","-","-","-","-","-","-","-","-","-","-","-","-","-","-","-","-","-","-","-","-","-","-","-","-","-","-","-","-","-","-","-","-","-","-","-","-","-","-","-","-","-","-","-","-","-","-","-","-","-","-","-","-","-","-","-","-","-","-","-","-","-","-","-","-","-","-","-","-","-","-","-","-","-","-","-","-","-","-","-","-","-","-","-","-","-","-","-","-","-","-","-","-","-","-","-","-","-","-","-","-","-","-","-","-","-","-","-","-","-","-","-","-","-","-","-","-","-","-","-"]
["VINNO X8P series Basic User Manual_EN(G2)","V30722",8000614,"启用","X8P系列英文版基本用户手册","VINNO X8P series Basic User Manual_EN(G2)",null,"海外","ALL",null,1,"Suzhou","-","-","-","-","X","X","X","X","X","X","X","X","-","-","-","-","-","-","-","-","-","-","-","-","-","-","-","-","-","-","-","-","-","-","-","-","-","-","-","-","-","-","-","-","-","-","-","-","-","-","-","-","-","-","-","-","-","-","-","-","-","-","-","-","-","-","-","-","-","-","-","-","-","-","-","-","-","-","-","-","-","-","-","-","-","-","-","-","-","-","-","-","-","-","-","-","-","-","-","-","-","-","-","-","-","-","-","-","-","-","-","-","-","-","-","-","-","-","-","-","-","-","-","-","-"]
["VINNO G90_G86_V75 Series Basic User Manual_DE","V30828",8000648,"启用","G90系列德文基本用户手册","VINNO G90_G86_V75 Series Basic User Manual_DE",null,"海外","ALL",null,1,"Suzhou","O","O","O","O","-","-","-","-",null,null,null,"-",{"$nulls":80},"-","-","-","-","-",{"$nulls":10},"-"]
["VINNO X8_G65 Series Basic User Manual_DE","V30829",8000649,"启用","X8系列德文基本用户手册","VINNO X8_G65 Series Basic User Manual_DE",null,"海外","ALL",null,1,"Suzhou","-","-","-","-","O","O","O","O",null,null,null,"O",{"$nulls":80},"-","-","-","-","-",{"$nulls":10},"-"]
["VINNO G90_G86_V75 Series Basic User Manual_FR ","V30830",8000650,"启用","G90系列法语基本用户手册","VINNO G90_G86_V75 Series Basic User Manual_FR ",null,"海外","ALL",null,1,"Suzhou","O","O","O","O","-","-","-","-",null,null,null,"-",{"$nulls":80},"-","-","-","-","-",{"$nulls":10},"-"]
["VINNO X8_G65 Series Basic User Manual_FR ","V30831",8000651,"启用","X8系列法语基本用户手册","VINNO X8_G65 Series Basic User Manual_FR ",null,"海外","ALL",null,1,"Suzhou","-","-","-","-","O","O","O","O",null,null,null,"O",{"$nulls":80},"-","-","-","-","-",{"$nulls":10},"-"]
["VINNO G90_G86_V75 Series Basic User Manual_IT ","V30832",8000652,"启用","G90系列意大利语基本用户手册","VINNO G90_G86_V75 Series Basic User Manual_IT ",null,"海外","ALL",null,1,"Suzhou","O","O","O","O","-","-","-","-",null,null,null,"-",{"$nulls":80},"-","-","-","-","-",{"$nulls":10},"-"]
["VINNO X8_G65 Series Basic User Manual_IT ","V30833",8000653,"启用","X8系列意大利语基本用户手册","VINNO X8_G65 Series Basic User Manual_IT ",null,"海外","ALL",null,1,"Suzhou","-","-","-","-","O","O","O","O",null,null,null,"O",{"$nulls":80},"-","-","-","-","-",{"$nulls":10},"-"]
["VINNO G90_G86_V75 Series Basic User Manual_ES","V30834",8000654,"启用","G90系列西班牙文基本用户手册","VINNO G90_G86_V75 Series Basic User Manual_ES",null,"海外","ALL",null,1,"Suzhou","O","O","O","O","-","-","-","-",null,null,null,"-",{"$nulls":80},"-","-","-","-","-",{"$nulls":10},"-"]
["VINNO X8_G65 Series Basic User Manual_ES ","V30835",8000655,"启用","X8系列西班牙文基本用户手册","VINNO X8_G65 Series Basic User Manual_ES ",null,"海外","ALL",null,1,"Suzhou","-","-","-","-","O","O","O","O",null,null,null,"O",{"$nulls":80},"-","-","-","-","-",{"$nulls":10},"-"]
["VINNO G90_G86_V75 Series Basic User Manual_PT-BR","V30836",8000656,"启用","G90系列葡语基本用户手册","VINNO G90_G86_V75 Series Basic User Manual_PT-BR",null,"海外","BR",null,1,"Suzhou","-","-","-","-","-","-","-","-","-","-","-","-",{"$nulls":64},"O","-",{"$nulls":14},"-","-","-","-","-",{"$nulls":10},"-"]
["VINNO X8_G65 Series Basic User Manual_PT-BR","V30837",8000657,"启用","X8系列葡语基本用户手册","VINNO X8_G65 Series Basic User Manual_PT-BR",null,"海外","BR",null,1,"Suzhou","-","-","-","-","-","-","-","-","-","-","-","-",{"$nulls":64},"-","O",{"$nulls":14},"-","-","-","-","-",{"$nulls":10},"-"]
["VINNO R600-R700 Basic User Manual_EN","V30754 ",8000486,"启用","VINNO R600-R700 英文版基本用户手册","VINNO R600-R700 Basic User Manual_EN",null,"海外","ALL",null,1,"Suzhou",{"$nulls":13},"X",{"$nulls":78},"-","-","-","-","-"]
["VINNO R300-R500 Basic User Manual_EN   ","V30717","8000485 ","启用","R300-500英文版基本用户手册","VINNO R300-R500 Basic User Manual_EN   ",null,"海外","ALL",null,1,"Suzhou","-","-","-","-","-","-","-","-","-","-","-","-","-","-","X","X","X","X","X","X","X","X","X","X","X","X","X","X","X","X","-","-","-","-","-","-","-","-","-","-","-","-","-","-","-","-","-","-","-","-","-","-","-","-","-","-","-","-","-","-","-","-","-","-","-","-","-","-","-","-","-","-","-","-","-","-","-","-","-","-","-","-","-","-","-","-","-","-","-","-","-","-","-","-","-","-","-","-","-","-","-","-","-","-","-","-","-","-","-","-","-","-","-","-","-","-","-","-","-","-","-","-","-","-","-"]
["VINNO R Series Basic User Manual_PT","V30719",8000604,"启用","R系列葡萄牙语基本用户手册","VINNO R Series Basic User Manual_PT",null,"海外","ALL",null,1,"Suzhou","-","-","-","-","-","-","-","-","-","-","-","-","-","O","O","O","O","O","O","O","O","O","O","O","O","O","O","O","O","O","-","-","-","-","-","-","-","-","-","-","-","-","-","-","-","-","-","-","-","-","-","-","-","-","-","-","-","-","-","-","-","-","-","-","-","-","-","-","-","-","-","-","-","-","-","-","-","-","-","-","-","-","-","-","-","-","-","-","-","-","-","-","-","-","-","-","-","-","-","-","-","-","-","-","-","-","-","-","-","-","-","-","-","-","-","-","-","-","-","-","-","-","-","-","-"]
[" VINNO R Series Basic User Manual_ES  ","V30718",8000600,"启用","R系列西班牙语基本用户手册"," VINNO R Series Basic User Manual_ES  ",null,"海外","ALL",null,1,"Suzhou","-","-","-","-","-","-","-","-","-","-","-","-","-","O","O","O","O","O","O","O","O","O","O","O","O","O","O","O","O","O","-","-","-","-","-","-","-","-","-","-","-","-","-","-","-","-","-","-","-","-","-","-","-","-","-","-","-","-","-","-","-","-","-","-","-","-","-","-","-","-","-","-","-","-","-","-","-","-","-","-","-","-","-","-","-","-","-","-","-","-","-","-","-","-","-","-","-","-","-","-","-","-","-","-","-","-","-","-","-","-","-","-","-","-","-","-","-","-","-","-","-","-","-","-","-"]
[" VINNO R Series Basic User Manual_IT  ","V30809",8000638,"启用","R系列意大利语基本用户手册"," VINNO R Series Basic User Manual_IT  ",null,"海外","ALL",null,1,"Suzhou","-","-","-","-","-","-","-","-","-","-","-","-","-","O","O","O","O","O","O","O","O","O","O","O","O","O","O","O","O","O","-","-","-","-","-","-","-","-","-","-","-","-","-","-","-","-","-","-","-","-","-","-","-","-","-","-","-","-","-","-","-","-","-","-","-","-","-","-","-","-","-","-","-","-","-","-","-","-","-","-","-","-","-","-","-","-","-","-","-","-","-","-","-","-","-","-","-","-","-","-","-","-","-","-","-","-","-","-","-","-","-","-","-","-","-","-","-","-","-","-","-","-","-","-","-"]
["VINNO G86 Basic User Manual EN","V30218",8000193,"停用","G86英文基本用户手册","VINNO G86 Basic User Manual EN",null,"海外","ALL",null,1,"Suzhou","-","-","-","-","-","-","-","-","-","-","-","-","-","-","-","-","-","-","-","-","-","-","-","-","-","-","-","-","-","-","-","-","-","-","-","-","-","-","-","-","-","-","-","-","-","-","-","-","-","-","-","-","-","-","-","-","-","-","-","-","-","-","-","-","-","-","-","-","-","-","-","-","-","-","-","-","-","-","-","-","-","-","-","-","-","-","-","-","-","-","-","-","-","-","-","-","-","-","-","-","-","-","-","-","-","-","-","-","-","-","-","-","-","-","-","-","-","-","-","-","-","-","-","-","-"]
["VINNO G86 Basic User Manual DE","V30268",8000241,"停用","德文版基本用户手册","VINNO G86 Basic User Manual DE",null,"海外","ALL",null,1,"Suzhou","-","-","-","-","-","-","-","-","-","-","-","-","-","-","-","-","-","-","-","-","-","-","-","-","-","-","-","-","-","-","-","-","-","-","-","-","-","-","-","-","-","-","-","-","-","-","-","-","-","-","-","-","-","-","-","-","-","-","-","-","-","-","-","-","-","-","-","-","-","-","-","-","-","-","-","-","-","-","-","-","-","-","-","-","-","-","-","-","-","-","-","-","-","-","-","-","-","-","-","-","-","-","-","-","-","-","-","-","-","-","-","-","-","-","-","-","-","-","-","-","-","-","-","-","-"]
["VINNO G86_G86E_G86P_G90_G90E_G90P_G65_G65E_G65P_G65D Basic User Manual_RU","V30282",8000255,"启用","俄文版基本用户手册","VINNO G86_G86E_G86P_G90_G90E_G90P_G65_G65E_G65P_G65D Basic User Manual_RU",null,"海外","ALL",null,1,"Suzhou","O","O","O","O","O","O","O","O","O","O","O","O","-","-","-","-","-","-","-","-","-","-","-","-","-","-","-","-","-","-","-","-","-","-","-","-","-","-","-","-","-","-","-","-","-","-","-","-","-","-","-","-","-","-","-","-","-","-","-","-","-","-","-","-","-","-","-","-","-","-","-","-","-","-","-","-","-","-","-","-","-","-","-","-","-","-","-","-","-","-","-","-","-","-","-","-","-","-","-","-","-","-","-","-","-","-","-","-","-","-","-","-","-","-","-","-","-","-","-","-","-","-","-","-","-"]
["VINNO G86 Basic User Manual ES","V30277",8000250,"停用","西班牙版基本用户手册","VINNO G86 Basic User Manual ES",null,"海外","ALL",null,1,"Suzhou","-","-","-","-","-","-","-","-","-","-","-","-","-","-","-","-","-","-","-","-","-","-","-","-","-","-","-","-","-","-","-","-","-","-","-","-","-","-","-","-","-","-","-","-","-","-","-","-","-","-","-","-","-","-","-","-","-","-","-","-","-","-","-","-","-","-","-","-","-","-","-","-","-","-","-","-","-","-","-","-","-","-","-","-","-","-","-","-","-","-","-","-","-","-","-","-","-","-","-","-","-","-","-","-","-","-","-","-","-","-","-","-","-","-","-","-","-","-","-","-","-","-","-","-","-"]
["VINNO G86 Basic User Manual IT","V30241",8000217,"停用","意大利语基本用户手册","VINNO G86 Basic User Manual IT",null,"海外","ALL",null,1,"Suzhou","-","-","-","-","-","-","-","-","-","-","-","-","-","-","-","-","-","-","-","-","-","-","-","-","-","-","-","-","-","-","-","-","-","-","-","-","-","-","-","-","-","-","-","-","-","-","-","-","-","-","-","-","-","-","-","-","-","-","-","-","-","-","-","-","-","-","-","-","-","-","-","-","-","-","-","-","-","-","-","-","-","-","-","-","-","-","-","-","-","-","-","-","-","-","-","-","-","-","-","-","-","-","-","-","-","-","-","-","-","-","-","-","-","-","-","-","-","-","-","-","-","-","-","-","-"]
["VINNO G86 Basic User Manual FR","V30260",8000236,"停用","法语版基本用户手册","VINNO G86 Basic User Manual FR",null,"海外","ALL",null,1,"Suzhou","-","-","-","-","-","-","-","-","-","-","-","-","-","-","-","-","-","-","-","-","-","-","-","-","-","-","-","-","-","-","-","-","-","-","-","-","-","-","-","-","-","-","-","-","-","-","-","-","-","-","-","-","-","-","-","-","-","-","-","-","-","-","-","-","-","-","-","-","-","-","-","-","-","-","-","-","-","-","-","-","-","-","-","-","-","-","-","-","-","-","-","-","-","-","-","-","-","-","-","-","-","-","-","-","-","-","-","-","-","-","-","-","-","-","-","-","-","-","-","-","-","-","-","-","-"]
["VINNO G86 Basic User Manual PT","V30272",8000245,"停用","葡萄牙语基本用户手册","VINNO G86 Basic User Manual PT",null,"海外","ALL",null,1,"Suzhou","-","-","-","-","-","-","-","-","-","-","-","-","-","-","-","-","-","-","-","-","-","-","-","-","-","-","-","-","-","-","-","-","-","-","-","-","-","-","-","-","-","-","-","-","-","-","-","-","-","-","-","-","-","-","-","-","-","-","-","-","-","-","-","-","-","-","-","-","-","-","-","-","-","-","-","-","-","-","-","-","-","-","-","-","-","-","-","-","-","-","-","-","-","-","-","-","-","-","-","-","-","-","-","-","-","-","-","-","-","-","-","-","-","-","-","-","-","-","-","-","-","-","-","-","-"]
["VINNO G86 Series Basic User Manual_PT-BR","V30629",8000526,"停用","巴西版基本用户手册","VINNO G86 Series Basic User Manual_PT-BR",null,"海外","BR",null,1,"Suzhou","-","-","-","-","-","-","-","-","-","-","-","-","-","-","-","-","-","-","-","-","-","-","-","-","-","-","-","-","-","-","-","-","-","-","-","-","-","-","-","-","-","-","-","-","-","-","-","-","-","-","-","-","-","-","-","-","-","-","-","-","-","-","-","-","-","-","-","-","-","-","-","-","-","-","-","-","-","-","-","-","-","-","-","-","-","-","-","-","-","-","-","-","-","-","-","-","-","-","-","-","-","-","-","-","-","-","-","-","-","-","-","-","-","-","-","-","-","-","-","-","-","-","-","-","-"]
["VINNO M86 Basic User Manual EN","V30219",8000197,"停用","M86英文基本用户手册","VINNO M86 Basic User Manual EN",null,"海外","ALL",null,1,"Suzhou","-","-","-","-","-","-","-","-","-","-","-","-","-","-","-","-","-","-","-","-","-","-","-","-","-","-","-","-","-","-","-","-","-","-","-","-","-","-","-","-","-","-","-","-","-","-","-","-","-","-","-","-","-","-","-","-","-","-","-","-","-","-","-","-","-","-","-","-","-","-","-","-","-","-","-","-","-","-","-","-","-","-","-","-","-","-","-","-","-","-","-","-","-","-","-","-","-","-","-","-","-","-","-","-","-","-","-","-","-","-","-","-","-","-","-","-","-","-","-","-","-","-","-","-","-"]
["VINNO M86 Basic User Manual DE","V30269",8000242,"停用","德文版基本用户手册","VINNO M86 Basic User Manual DE",null,"海外","ALL",null,1,"Suzhou","-","-","-","-","-","-","-","-","-","-","-","-","-","-","-","-","-","-","-","-","-","-","-","-","-","-","-","-","-","-","-","-","-","-","-","-","-","-","-","-","-","-","-","-","-","-","-","-","-","-","-","-","-","-","-","-","-","-","-","-","-","-","-","-","-","-","-","-","-","-","-","-","-","-","-","-","-","-","-","-","-","-","-","-","-","-","-","-","-","-","-","-","-","-","-","-","-","-","-","-","-","-","-","-","-","-","-","-","-","-","-","-","-","-","-","-","-","-","-","-","-","-","-","-","-"]
["VINNO M86 Basic User Manual RU","V30284",8000257,"停用","俄文版基本用户手册","VINNO M86 Basic User Manual RU",null,"海外","ALL",null,1,"Suzhou","-","-","-","-","-","-","-","-","-","-","-","-","-","-","-","-","-","-","-","-","-","-","-","-","-","-","-","-","-","-","-","-","-","-","-","-","-","-","-","-","-","-","-","-","-","-","-","-","-","-","-","-","-","-","-","-","-","-","-","-","-","-","-","-","-","-","-","-","-","-","-","-","-","-","-","-","-","-","-","-","-","-","-","-","-","-","-","-","-","-","-","-","-","-","-","-","-","-","-","-","-","-","-","-","-","-","-","-","-","-","-","-","-","-","-","-","-","-","-","-","-","-","-","-","-"]
["VINNO M86 Basic User Manual ES","V30279",8000252,"停用","西班牙版基本用户手册","VINNO M86 Basic User Manual ES",null,"海外","ALL",null,1,"Suzhou","-","-","-","-","-","-","-","-","-","-","-","-","-","-","-","-","-","-","-","-","-","-","-","-","-","-","-","-","-","-","-","-","-","-","-","-","-","-","-","-","-","-","-","-","-","-","-","-","-","-","-","-","-","-","-","-","-","-","-","-","-","-","-","-","-","-","-","-","-","-","-","-","-","-","-","-","-","-","-","-","-","-","-","-","-","-","-","-","-","-","-","-","-","-","-","-","-","-","-","-","-","-","-","-","-","-","-","-","-","-","-","-","-","-","-","-","-","-","-","-","-","-","-","-","-"]
["VINNO M86 Basic User Manual IT","V30245",8000221,"停用","意大利语基本用户手册","VINNO M86 Basic User Manual IT",null,"海外","ALL",null,1,"Suzhou","-","-","-","-","-","-","-","-","-","-","-","-","-","-","-","-","-","-","-","-","-","-","-","-","-","-","-","-","-","-","-","-","-","-","-","-","-","-","-","-","-","-","-","-","-","-","-","-","-","-","-","-","-","-","-","-","-","-","-","-","-","-","-","-","-","-","-","-","-","-","-","-","-","-","-","-","-","-","-","-","-","-","-","-","-","-","-","-","-","-","-","-","-","-","-","-","-","-","-","-","-","-","-","-","-","-","-","-","-","-","-","-","-","-","-","-","-","-","-","-","-","-","-","-","-"]
["VINNO M86 Basic User Manual FR","V30264",8000240,"停用","法语版基本用户手册","VINNO M86 Basic User Manual FR",null,"海外","ALL",null,1,"Suzhou","-","-","-","-","-","-","-","-","-","-","-","-","-","-","-","-","-","-","-","-","-","-","-","-","-","-","-","-","-","-","-","-","-","-","-","-","-","-","-","-","-","-","-","-","-","-","-","-","-","-","-","-","-","-","-","-","-","-","-","-","-","-","-","-","-","-","-","-","-","-","-","-","-","-","-","-","-","-","-","-","-","-","-","-","-","-","-","-","-","-","-","-","-","-","-","-","-","-","-","-","-","-","-","-","-","-","-","-","-","-","-","-","-","-","-","-","-","-","-","-","-","-","-","-","-"]
["VINNO M86 Basic User Manual PT","V30274",8000247,"停用","葡萄牙语基本用户手册","VINNO M86 Basic User Manual PT",null,"海外","ALL",null,1,"Suzhou","-","-","-","-","-","-","-","-","-","-","-","-","-","-","-","-","-","-","-","-","-","-","-","-","-","-","-","-","-","-","-","-","-","-","-","-","-","-","-","-","-","-","-","-","-","-","-","-","-","-","-","-","-","-","-","-","-","-","-","-","-","-","-","-","-","-","-","-","-","-","-","-","-","-","-","-","-","-","-","-","-","-","-","-","-","-","-","-","-","-","-","-","-","-","-","-","-","-","-","-","-","-","-","-","-","-","-","-","-","-","-","-","-","-","-","-","-","-","-","-","-","-","-","-","-"]
["VINNO G80 Basic User Manual EN","V30008",8000026,"停用","G80英文基本用户手册","VINNO G80 Basic User Manual EN",null,"海外","ALL",null,1,"Suzhou","-","-","-","-","-","-","-","-","X","-","X","-","-","-","-","-","-","-","-","-","-","-","-","-","-","-","-","-","-","-","-","-","-","-","-","-","-","-","-","-","-","-","-","-","-","-","-","-","-","-","-","-","-","-","-","-","-","-","-","-","-","-","-","-","-","-","-","-","-","-","-","-","-","-","-","-","-","-","-","-","-","-","-","-","-","-","-","-","-","-","-","-","-","-","-","-","-","-","-","-","-","-","-","-","-","-","-","-","-","-","-","-","-","-","-","-","-","-","-","-","-","-","-","-","-"]
["VINNO G80 Basic User Manual DE","V30068",8000050,"停用","德文版基本用户手册","VINNO G80 Basic User Manual DE",null,"海外","ALL",null,1,"Suzhou","-","-","-","-","-","-","-","-","O","-","O","-","-","-","-","-","-","-","-","-","-","-","-","-","-","-","-","-","-","-","-","-","-","-","-","-","-","-","-","-","-","-","-","-","-","-","-","-","-","-","-","-","-","-","-","-","-","-","-","-","-","-","-","-","-","-","-","-","-","-","-","-","-","-","-","-","-","-","-","-","-","-","-","-","-","-","-","-","-","-","-","-","-","-","-","-","-","-","-","-","-","-","-","-","-","-","-","-","-","-","-","-","-","-","-","-","-","-","-","-","-","-","-","-","-"]
["VINNO G80 Basic User Manual RU","V30127",8000091,"停用","俄文版基本用户手册","VINNO G80 Basic User Manual RU",null,"海外","ALL",null,1,"Suzhou","-","-","-","-","-","-","-","-","O","-","O","-","-","-","-","-","-","-","-","-","-","-","-","-","-","-","-","-","-","-","-","-","-","-","-","-","-","-","-","-","-","-","-","-","-","-","-","-","-","-","-","-","-","-","-","-","-","-","-","-","-","-","-","-","-","-","-","-","-","-","-","-","-","-","-","-","-","-","-","-","-","-","-","-","-","-","-","-","-","-","-","-","-","-","-","-","-","-","-","-","-","-","-","-","-","-","-","-","-","-","-","-","-","-","-","-","-","-","-","-","-","-","-","-","-"]
["VINNO G80 Basic User Manual ES","V30181",8000147,"停用","西班牙版基本用户手册","VINNO G80 Basic User Manual ES",null,"海外","ALL",null,1,"Suzhou","-","-","-","-","-","-","-","-","O","-","O","-","-","-","-","-","-","-","-","-","-","-","-","-","-","-","-","-","-","-","-","-","-","-","-","-","-","-","-","-","-","-","-","-","-","-","-","-","-","-","-","-","-","-","-","-","-","-","-","-","-","-","-","-","-","-","-","-","-","-","-","-","-","-","-","-","-","-","-","-","-","-","-","-","-","-","-","-","-","-","-","-","-","-","-","-","-","-","-","-","-","-","-","-","-","-","-","-","-","-","-","-","-","-","-","-","-","-","-","-","-","-","-","-","-"]
["VINNO G80 Basic User Manual IT","V30240",8000216,"停用","意大利语基本用户手册","VINNO G80 Basic User Manual IT",null,"海外","ALL",null,1,"Suzhou","-","-","-","-","-","-","-","-","O","-","O","-","-","-","-","-","-","-","-","-","-","-","-","-","-","-","-","-","-","-","-","-","-","-","-","-","-","-","-","-","-","-","-","-","-","-","-","-","-","-","-","-","-","-","-","-","-","-","-","-","-","-","-","-","-","-","-","-","-","-","-","-","-","-","-","-","-","-","-","-","-","-","-","-","-","-","-","-","-","-","-","-","-","-","-","-","-","-","-","-","-","-","-","-","-","-","-","-","-","-","-","-","-","-","-","-","-","-","-","-","-","-","-","-","-"]
["VINNO G80 Basic User Manual FR","V30259",8000235,"停用","法语版基本用户手册","VINNO G80 Basic User Manual FR",null,"海外","ALL",null,1,"Suzhou","-","-","-","-","-","-","-","-","O","-","O","-","-","-","-","-","-","-","-","-","-","-","-","-","-","-","-","-","-","-","-","-","-","-","-","-","-","-","-","-","-","-","-","-","-","-","-","-","-","-","-","-","-","-","-","-","-","-","-","-","-","-","-","-","-","-","-","-","-","-","-","-","-","-","-","-","-","-","-","-","-","-","-","-","-","-","-","-","-","-","-","-","-","-","-","-","-","-","-","-","-","-","-","-","-","-","-","-","-","-","-","-","-","-","-","-","-","-","-","-","-","-","-","-","-"]
["VINNO G80 Basic User Manual PT","V30074",8000056,"停用","葡萄牙语基本用户手册","VINNO G80 Basic User Manual PT",null,"海外","ALL",null,1,"Suzhou","-","-","-","-","-","-","-","-","O","-","O","-","-","-","-","-","-","-","-","-","-","-","-","-","-","-","-","-","-","-","-","-","-","-","-","-","-","-","-","-","-","-","-","-","-","-","-","-","-","-","-","-","-","-","-","-","-","-","-","-","-","-","-","-","-","-","-","-","-","-","-","-","-","-","-","-","-","-","-","-","-","-","-","-","-","-","-","-","-","-","-","-","-","-","-","-","-","-","-","-","-","-","-","-","-","-","-","-","-","-","-","-","-","-","-","-","-","-","-","-","-","-","-","-","-"]
["VINNO M80_V70 Basic User Manual EN","V30010",8000023,"停用","M80_V70英文基本用户手册","VINNO M80_V70 Basic User Manual EN",null,"海外","ALL",null,1,"Suzhou","-","-","-","-","-","-","-","-","-","X","-","-","-","-","-","-","-","-","-","-","-","-","-","-","-","-","-","-","-","-","-","-","-","-","-","-","-","-","-","-","-","-","-","-","-","-","-","-","-","-","-","-","-","-","-","-","-","-","-","-","-","-","-","-","-","-","-","-","-","-","-","-","-","-","-","-","-","-","-","-","-","-","-","-","-","-","-","-","-","-","-","-","-","-","-","-","-","-","-","-","-","-","-","-","-","-","-","-","-","-","-","-","-","-","-","-","-","-","-","-","-","-","-","-","-"]
["VINNO M80_V70 Basic User Manual DE","V30069",8000051,"停用","德文版基本用户手册","VINNO M80_V70 Basic User Manual DE",null,"海外","ALL",null,1,"Suzhou","-","-","-","-","-","-","-","-","-","O","-","-","-","-","-","-","-","-","-","-","-","-","-","-","-","-","-","-","-","-","-","-","-","-","-","-","-","-","-","-","-","-","-","-","-","-","-","-","-","-","-","-","-","-","-","-","-","-","-","-","-","-","-","-","-","-","-","-","-","-","-","-","-","-","-","-","-","-","-","-","-","-","-","-","-","-","-","-","-","-","-","-","-","-","-","-","-","-","-","-","-","-","-","-","-","-","-","-","-","-","-","-","-","-","-","-","-","-","-","-","-","-","-","-","-"]
["VINNO M80_V70 Basic User Manual RU","V30128",8000092,"停用","俄文版基本用户手册","VINNO M80_V70 Basic User Manual RU",null,"海外","ALL",null,1,"Suzhou","-","-","-","-","-","-","-","-","-","O","-","-","-","-","-","-","-","-","-","-","-","-","-","-","-","-","-","-","-","-","-","-","-","-","-","-","-","-","-","-","-","-","-","-","-","-","-","-","-","-","-","-","-","-","-","-","-","-","-","-","-","-","-","-","-","-","-","-","-","-","-","-","-","-","-","-","-","-","-","-","-","-","-","-","-","-","-","-","-","-","-","-","-","-","-","-","-","-","-","-","-","-","-","-","-","-","-","-","-","-","-","-","-","-","-","-","-","-","-","-","-","-","-","-","-"]
["VINNO M80_V70 Basic User Manual ES","V30182",8000148,"停用","西班牙版基本用户手册","VINNO M80_V70 Basic User Manual ES",null,"海外","ALL",null,1,"Suzhou","-","-","-","-","-","-","-","-","-","O","-","-","-","-","-","-","-","-","-","-","-","-","-","-","-","-","-","-","-","-","-","-","-","-","-","-","-","-","-","-","-","-","-","-","-","-","-","-","-","-","-","-","-","-","-","-","-","-","-","-","-","-","-","-","-","-","-","-","-","-","-","-","-","-","-","-","-","-","-","-","-","-","-","-","-","-","-","-","-","-","-","-","-","-","-","-","-","-","-","-","-","-","-","-","-","-","-","-","-","-","-","-","-","-","-","-","-","-","-","-","-","-","-","-","-"]
["VINNO M80_V70 Basic User Manual IT","V30244",8000220,"停用","意大利语基本用户手册","VINNO M80_V70 Basic User Manual IT",null,"海外","ALL",null,1,"Suzhou","-","-","-","-","-","-","-","-","-","O","-","-","-","-","-","-","-","-","-","-","-","-","-","-","-","-","-","-","-","-","-","-","-","-","-","-","-","-","-","-","-","-","-","-","-","-","-","-","-","-","-","-","-","-","-","-","-","-","-","-","-","-","-","-","-","-","-","-","-","-","-","-","-","-","-","-","-","-","-","-","-","-","-","-","-","-","-","-","-","-","-","-","-","-","-","-","-","-","-","-","-","-","-","-","-","-","-","-","-","-","-","-","-","-","-","-","-","-","-","-","-","-","-","-","-"]
["VINNO M80_V70 Basic User Manual FR","V30263",8000239,"停用","法语版基本用户手册","VINNO M80_V70 Basic User Manual FR",null,"海外","ALL",null,1,"Suzhou","-","-","-","-","-","-","-","-","-","O","-","-","-","-","-","-","-","-","-","-","-","-","-","-","-","-","-","-","-","-","-","-","-","-","-","-","-","-","-","-","-","-","-","-","-","-","-","-","-","-","-","-","-","-","-","-","-","-","-","-","-","-","-","-","-","-","-","-","-","-","-","-","-","-","-","-","-","-","-","-","-","-","-","-","-","-","-","-","-","-","-","-","-","-","-","-","-","-","-","-","-","-","-","-","-","-","-","-","-","-","-","-","-","-","-","-","-","-","-","-","-","-","-","-","-"]
["VINNO M80_V70 Basic User Manual PT","V30075",8000057,"停用","葡萄牙语基本用户手册","VINNO M80_V70 Basic User Manual PT",null,"海外","ALL",null,1,"Suzhou","-","-","-","-","-","-","-","-","-","O","-","-","-","-","-","-","-","-","-","-","-","-","-","-","-","-","-","-","-","-","-","-","-","-","-","-","-","-","-","-","-","-","-","-","-","-","-","-","-","-","-","-","-","-","-","-","-","-","-","-","-","-","-","-","-","-","-","-","-","-","-","-","-","-","-","-","-","-","-","-","-","-","-","-","-","-","-","-","-","-","-","-","-","-","-","-","-","-","-","-","-","-","-","-","-","-","-","-","-","-","-","-","-","-","-","-","-","-","-","-","-","-","-","-","-"]
["VINNO G65_G65P_G65E Basic User Manual_EN","V30544",8000405,"停用","G65英文基本用户手册","VINNO G65_G65P_G65E Basic User Manual_EN",null,"海外","ALL",null,1,"Suzhou","-","-","-","-","-","O","-","-","-","-","-","-","-","-","-","-","-","-","-","-","-","-","-","-","-","-","-","-","-","-","-","-","-","-","-","-","-","-","-","-","-","-","-","-","-","-","-","-","-","-","-","-","-","-","-","-","-","-","-","-","-","-","-","-","-","-","-","-","-","-","-","-","-","-","-","-","-","-","-","-","-","-","-","-","-","-","-","-","-","-","-","-","-","-","-","-","-","-","-","-","-","-","-","-","-","-","-","-","-","-","-","-","-","-","-","-","-","-","-","-","-","-","-","-","-"]
["VINNO G65_G65E_G65P_G65D Basic User Manual_DE","V30546","8000447 ","停用","G65德语基本用户手册","VINNO G65_G65E_G65P_G65D Basic User Manual_DE",null,"海外","ALL",null,1,"Suzhou","-","-","-","-","-","O","-","-","-","-","-","-","-","-","-","-","-","-","-","-","-","-","-","-","-","-","-","-","-","-","-","-","-","-","-","-","-","-","-","-","-","-","-","-","-","-","-","-","-","-","-","-","-","-","-","-","-","-","-","-","-","-","-","-","-","-","-","-","-","-","-","-","-","-","-","-","-","-","-","-","-","-","-","-","-","-","-","-","-","-","-","-","-","-","-","-","-","-","-","-","-","-","-","-","-","-","-","-","-","-","-","-","-","-","-","-","-","-","-","-","-","-","-","-","-"]
["VINNO G65_G65E_G65P_G65D Basic User Manual_IT","V30547","8000455 ","停用","G65意大利语基本用户手册","VINNO G65_G65E_G65P_G65D Basic User Manual_IT",null,"海外","ALL",null,1,"Suzhou","-","-","-","-","-","O","-","-","-","-","-","-","-","-","-","-","-","-","-","-","-","-","-","-","-","-","-","-","-","-","-","-","-","-","-","-","-","-","-","-","-","-","-","-","-","-","-","-","-","-","-","-","-","-","-","-","-","-","-","-","-","-","-","-","-","-","-","-","-","-","-","-","-","-","-","-","-","-","-","-","-","-","-","-","-","-","-","-","-","-","-","-","-","-","-","-","-","-","-","-","-","-","-","-","-","-","-","-","-","-","-","-","-","-","-","-","-","-","-","-","-","-","-","-","-"]
["VINNO G65_G65E_G65P_G65D Basic User Manual_FR","V30548","8000460 ","停用","G65法语基本用户手册","VINNO G65_G65E_G65P_G65D Basic User Manual_FR",null,"海外","ALL",null,1,"Suzhou","-","-","-","-","-","O","-","-","-","-","-","-","-","-","-","-","-","-","-","-","-","-","-","-","-","-","-","-","-","-","-","-","-","-","-","-","-","-","-","-","-","-","-","-","-","-","-","-","-","-","-","-","-","-","-","-","-","-","-","-","-","-","-","-","-","-","-","-","-","-","-","-","-","-","-","-","-","-","-","-","-","-","-","-","-","-","-","-","-","-","-","-","-","-","-","-","-","-","-","-","-","-","-","-","-","-","-","-","-","-","-","-","-","-","-","-","-","-","-","-","-","-","-","-","-"]
["VINNO G65_G65E_G65P_G65D Basic User Manual_ES","V30549","8000465 ","停用","G65西班牙语基本用户手册","VINNO G65_G65E_G65P_G65D Basic User Manual_ES",null,"海外","ALL",null,1,"Suzhou","-","-","-","-","-","O","-","-","-","-","-","-","-","-","-","-","-","-","-","-","-","-","-","-","-","-","-","-","-","-","-","-","-","-","-","-","-","-","-","-","-","-","-","-","-","-","-","-","-","-","-","-","-","-","-","-","-","-","-","-","-","-","-","-","-","-","-","-","-","-","-","-","-","-","-","-","-","-","-","-","-","-","-","-","-","-","-","-","-","-","-","-","-","-","-","-","-","-","-","-","-","-","-","-","-","-","-","-","-","-","-","-","-","-","-","-","-","-","-","-","-","-","-","-","-"]
["VINNO G65E_G65_G65P Basic User Manual_RU","V30688",8000579,"停用","G65俄语基本用户手册","VINNO G65E_G65_G65P Basic User Manual_RU",null,"海外","ALL",null,1,"Suzhou","-","-","-","-","-","O","-","-","-","-","-","-","-","-","-","-","-","-","-","-","-","-","-","-","-","-","-","-","-","-","-","-","-","-","-","-","-","-","-","-","-","-","-","-","-","-","-","-","-","-","-","-","-","-","-","-","-","-","-","-","-","-","-","-","-","-","-","-","-","-","-","-","-","-","-","-","-","-","-","-","-","-","-","-","-","-","-","-","-","-","-","-","-","-","-","-","-","-","-","-","-","-","-","-","-","-","-","-","-","-","-","-","-","-","-","-","-","-","-","-","-","-","-","-","-"]
["VINNO G65 Series Basic User Manual_PT-BR","V30630",8000566,"停用","巴西版基本用户手册","VINNO G65 Series Basic User Manual_PT-BR",null,"海外","BR",null,1,"Suzhou","-","-","-","-","-","O","-","-","-","-","-","-","-","-","-","-","-","-","-","-","-","-","-","-","-","-","-","-","-","-","-","-","-","-","-","-","-","-","-","-","-","-","-","-","-","-","-","-","-","-","-","-","-","-","-","-","-","-","-","-","-","-","-","-","-","-","-","-","-","-","-","-","-","-","-","-","-","-","-","-","-","-","-","-","-","-","-","-","-","-","-","-","-","-","-","-","-","-","-","-","-","-","-","-","-","-","-","-","-","-","-","-","-","-","-","-","-","-","-","-","-","-","-","-","-"]
["VINNO G60 Basic User Manual EN","V30012",8000020,"停用","G60英文基本用户手册","VINNO G60 Basic User Manual EN",null,"海外","ALL",null,1,"Suzhou","-","-","-","-","-","-","-","-","-","-","-","-","X","-","-","-","-","-","-","-","-","-","-","-","-","-","-","-","-","-","-","-","-","-","-","-","-","-","-","-","-","-","-","-","-","-","-","-","-","-","-","-","-","-","-","-","-","-","-","-","-","-","-","-","-","-","-","-","-","-","-","-","-","-","-","-","-","-","-","-","-","-","-","-","-","-","-","-","-","-","-","-","-","-","-","-","-","-","-","-","-","-","-","-","-","-","-","-","-","-","-","-","-","-","-","-","-","-","-","-","-","-","-","-","-"]
["VINNO G60 Basic User Manual DE","V30070",8000052,"停用","德文版基本用户手册","VINNO G60 Basic User Manual DE",null,"海外","ALL",null,1,"Suzhou","-","-","-","-","-","-","-","-","-","-","-","-","O","-","-","-","-","-","-","-","-","-","-","-","-","-","-","-","-","-","-","-","-","-","-","-","-","-","-","-","-","-","-","-","-","-","-","-","-","-","-","-","-","-","-","-","-","-","-","-","-","-","-","-","-","-","-","-","-","-","-","-","-","-","-","-","-","-","-","-","-","-","-","-","-","-","-","-","-","-","-","-","-","-","-","-","-","-","-","-","-","-","-","-","-","-","-","-","-","-","-","-","-","-","-","-","-","-","-","-","-","-","-","-","-"]
["VINNO G60 Basic User Manual RU","V30129",8000093,"停用","俄文版基本用户手册","VINNO G60 Basic User Manual RU",null,"海外","ALL",null,1,"Suzhou","-","-","-","-","-","-","-","-","-","-","-","-","O","-","-","-","-","-","-","-","-","-","-","-","-","-","-","-","-","-","-","-","-","-","-","-","-","-","-","-","-","-","-","-","-","-","-","-","-","-","-","-","-","-","-","-","-","-","-","-","-","-","-","-","-","-","-","-","-","-","-","-","-","-","-","-","-","-","-","-","-","-","-","-","-","-","-","-","-","-","-","-","-","-","-","-","-","-","-","-","-","-","-","-","-","-","-","-","-","-","-","-","-","-","-","-","-","-","-","-","-","-","-","-","-"]
["VINNO G60 Basic User Manual ES","V30183",8000149,"停用","西班牙版基本用户手册","VINNO G60 Basic User Manual ES",null,"海外","ALL",null,1,"Suzhou","-","-","-","-","-","-","-","-","-","-","-","-","O","-","-","-","-","-","-","-","-","-","-","-","-","-","-","-","-","-","-","-","-","-","-","-","-","-","-","-","-","-","-","-","-","-","-","-","-","-","-","-","-","-","-","-","-","-","-","-","-","-","-","-","-","-","-","-","-","-","-","-","-","-","-","-","-","-","-","-","-","-","-","-","-","-","-","-","-","-","-","-","-","-","-","-","-","-","-","-","-","-","-","-","-","-","-","-","-","-","-","-","-","-","-","-","-","-","-","-","-","-","-","-","-"]
["VINNO G60 Basic User Manual IT","V30239",8000215,"停用","意大利语基本用户手册","VINNO G60 Basic User Manual IT",null,"海外","ALL",null,1,"Suzhou","-","-","-","-","-","-","-","-","-","-","-","-","O","-","-","-","-","-","-","-","-","-","-","-","-","-","-","-","-","-","-","-","-","-","-","-","-","-","-","-","-","-","-","-","-","-","-","-","-","-","-","-","-","-","-","-","-","-","-","-","-","-","-","-","-","-","-","-","-","-","-","-","-","-","-","-","-","-","-","-","-","-","-","-","-","-","-","-","-","-","-","-","-","-","-","-","-","-","-","-","-","-","-","-","-","-","-","-","-","-","-","-","-","-","-","-","-","-","-","-","-","-","-","-","-"]
["VINNO G60 Basic User Manual FR","V30258",8000234,"停用","法语版基本用户手册","VINNO G60 Basic User Manual FR",null,"海外","ALL",null,1,"Suzhou","-","-","-","-","-","-","-","-","-","-","-","-","O","-","-","-","-","-","-","-","-","-","-","-","-","-","-","-","-","-","-","-","-","-","-","-","-","-","-","-","-","-","-","-","-","-","-","-","-","-","-","-","-","-","-","-","-","-","-","-","-","-","-","-","-","-","-","-","-","-","-","-","-","-","-","-","-","-","-","-","-","-","-","-","-","-","-","-","-","-","-","-","-","-","-","-","-","-","-","-","-","-","-","-","-","-","-","-","-","-","-","-","-","-","-","-","-","-","-","-","-","-","-","-","-"]
["VINNO G60 Basic User Manual PT","V30076",8000058,"停用","葡萄牙语基本用户手册","VINNO G60 Basic User Manual PT",null,"海外","ALL",null,1,"Suzhou","-","-","-","-","-","-","-","-","-","-","-","-","O","-","-","-","-","-","-","-","-","-","-","-","-","-","-","-","-","-","-","-","-","-","-","-","-","-","-","-","-","-","-","-","-","-","-","-","-","-","-","-","-","-","-","-","-","-","-","-","-","-","-","-","-","-","-","-","-","-","-","-","-","-","-","-","-","-","-","-","-","-","-","-","-","-","-","-","-","-","-","-","-","-","-","-","-","-","-","-","-","-","-","-","-","-","-","-","-","-","-","-","-","-","-","-","-","-","-","-","-","-","-","-","-"]
["VINNO G55 Basic User Manual EN","V30221",8000194,"启用","G55英文基本用户手册","VINNO G55 Basic User Manual EN",null,"海外","ALL",null,1,"Suzhou","-","-","-","-","-","-","-","-","-","-","-","-","-","-","-","-","-","-","-","-","-","-","-","-","-","-","-","-","-","-","-","X","X","-","-","-","-","-","-","-","-","-","-","-","-","-","-","-","-","-","-","-","-","-","-","-","-","-","-","-","-","-","-","-","-","-","-","-","-","-","-","-","-","-","-","-","-","-","-","-","-","-","-","-","-","-","-","-","-","-","-","-","-","-","-","-","-","-","-","-","-","-","-","-","-","-","-","-","-","-","-","-","-","-","-","-","-","-","-","-","-","-","-","-","-"]
["VINNO G55 Basic User Manual DE","V30226",8000202,"启用","德文版基本用户手册","VINNO G55 Basic User Manual DE",null,"海外","ALL",null,1,"Suzhou","-","-","-","-","-","-","-","-","-","-","-","-","-","-","-","-","-","-","-","-","-","-","-","-","-","-","-","-","-","-","-","O","O","-","-","-","-","-","-","-","-","-","-","-","-","-","-","-","-","-","-","-","-","-","-","-","-","-","-","-","-","-","-","-","-","-","-","-","-","-","-","-","-","-","-","-","-","-","-","-","-","-","-","-","-","-","-","-","-","-","-","-","-","-","-","-","-","-","-","-","-","-","-","-","-","-","-","-","-","-","-","-","-","-","-","-","-","-","-","-","-","-","-","-","-"]
["VINNO G55 Basic User Manual RU","V30281",8000254,"启用","俄文版基本用户手册","VINNO G55 Basic User Manual RU",null,"海外","ALL",null,1,"Suzhou","-","-","-","-","-","-","-","-","-","-","-","-","-","-","-","-","-","-","-","-","-","-","-","-","-","-","-","-","-","-","-","O","O","-","-","-","-","-","-","-","-","-","-","-","-","-","-","-","-","-","-","-","-","-","-","-","-","-","-","-","-","-","-","-","-","-","-","-","-","-","-","-","-","-","-","-","-","-","-","-","-","-","-","-","-","-","-","-","-","-","-","-","-","-","-","-","-","-","-","-","-","-","-","-","-","-","-","-","-","-","-","-","-","-","-","-","-","-","-","-","-","-","-","-","-"]
["VINNO G55 Basic User Manual ES","V30276",8000249,"启用","西班牙版基本用户手册","VINNO G55 Basic User Manual ES",null,"海外","ALL",null,1,"Suzhou","-","-","-","-","-","-","-","-","-","-","-","-","-","-","-","-","-","-","-","-","-","-","-","-","-","-","-","-","-","-","-","O","O","-","-","-","-","-","-","-","-","-","-","-","-","-","-","-","-","-","-","-","-","-","-","-","-","-","-","-","-","-","-","-","-","-","-","-","-","-","-","-","-","-","-","-","-","-","-","-","-","-","-","-","-","-","-","-","-","-","-","-","-","-","-","-","-","-","-","-","-","-","-","-","-","-","-","-","-","-","-","-","-","-","-","-","-","-","-","-","-","-","-","-","-"]
["VINNO G55 Basic User Manual IT","V30238",8000214,"启用","意大利语基本用户手册","VINNO G55 Basic User Manual IT",null,"海外","ALL",null,1,"Suzhou","-","-","-","-","-","-","-","-","-","-","-","-","-","-","-","-","-","-","-","-","-","-","-","-","-","-","-","-","-","-","-","O","O","-","-","-","-","-","-","-","-","-","-","-","-","-","-","-","-","-","-","-","-","-","-","-","-","-","-","-","-","-","-","-","-","-","-","-","-","-","-","-","-","-","-","-","-","-","-","-","-","-","-","-","-","-","-","-","-","-","-","-","-","-","-","-","-","-","-","-","-","-","-","-","-","-","-","-","-","-","-","-","-","-","-","-","-","-","-","-","-","-","-","-","-"]
["VINNO G55 Basic User Manual FR","V30257",8000233,"启用","法语版基本用户手册","VINNO G55 Basic User Manual FR",null,"海外","ALL",null,1,"Suzhou","-","-","-","-","-","-","-","-","-","-","-","-","-","-","-","-","-","-","-","-","-","-","-","-","-","-","-","-","-","-","-","O","O","-","-","-","-","-","-","-","-","-","-","-","-","-","-","-","-","-","-","-","-","-","-","-","-","-","-","-","-","-","-","-","-","-","-","-","-","-","-","-","-","-","-","-","-","-","-","-","-","-","-","-","-","-","-","-","-","-","-","-","-","-","-","-","-","-","-","-","-","-","-","-","-","-","-","-","-","-","-","-","-","-","-","-","-","-","-","-","-","-","-","-","-"]
["VINNO G55 Basic User Manual PT","V30271",8000244,"停用","葡萄牙语基本用户手册","VINNO G55 Basic User Manual PT",null,"海外","ALL",null,1,"Suzhou","-","-","-","-","-","-","-","-","-","-","-","-","-","-","-","-","-","-","-","-","-","-","-","-","-","-","-","-","-","-","-","O","O","-","-","-","-","-","-","-","-","-","-","-","-","-","-","-","-","-","-","-","-","-","-","-","-","-","-","-","-","-","-","-","-","-","-","-","-","-","-","-","-","-","-","-","-","-","-","-","-","-","-","-","-","-","-","-","-","-","-","-","-","-","-","-","-","-","-","-","-","-","-","-","-","-","-","-","-","-","-","-","-","-","-","-","-","-","-","-","-","-","-","-","-"]
["VINNO G50_X7 Basic User Manual EN","V30014",8000035,"启用","G50_X7英文基本用户手册","VINNO G50_X7 Basic User Manual EN",null,"海外","ALL",null,1,"Suzhou","-","-","-","-","-","-","-","-","-","-","-","-","-","-","-","-","-","-","-","-","-","-","-","-","-","-","-","-","-","-","-","-","-","-","X","-","-","-","-","-","-","-","-","-","-","-","-","-","-","-","-","-","-","-","-","-","-","-","-","-","-","-","-","-","-","-","-","-","-","-","-","-","-","-","-","-","-","-","-","-","-","-","-","-","-","-","-","-","-","-","-","-","-","-","-","-","-","-","-","-","-","-","-","-","-","-","-","-","-","-","-","-","-","-","-","-","-","-","-","-","-","-","-","-","-"]
["VINNO G50_X7 Basic User Manual DE","V30071",8000053,"启用","德文版基本用户手册","VINNO G50_X7 Basic User Manual DE",null,"海外","ALL",null,1,"Suzhou","-","-","-","-","-","-","-","-","-","-","-","-","-","-","-","-","-","-","-","-","-","-","-","-","-","-","-","-","-","-","-","-","-","-","O","-","-","-","-","-","-","-","-","-","-","-","-","-","-","-","-","-","-","-","-","-","-","-","-","-","-","-","-","-","-","-","-","-","-","-","-","-","-","-","-","-","-","-","-","-","-","-","-","-","-","-","-","-","-","-","-","-","-","-","-","-","-","-","-","-","-","-","-","-","-","-","-","-","-","-","-","-","-","-","-","-","-","-","-","-","-","-","-","-","-"]
["VINNO G50_X7 Basic User Manual RU","V30130",8000094,"启用","俄文版基本用户手册","VINNO G50_X7 Basic User Manual RU",null,"海外","ALL",null,1,"Suzhou","-","-","-","-","-","-","-","-","-","-","-","-","-","-","-","-","-","-","-","-","-","-","-","-","-","-","-","-","-","-","-","-","-","-","O","-","-","-","-","-","-","-","-","-","-","-","-","-","-","-","-","-","-","-","-","-","-","-","-","-","-","-","-","-","-","-","-","-","-","-","-","-","-","-","-","-","-","-","-","-","-","-","-","-","-","-","-","-","-","-","-","-","-","-","-","-","-","-","-","-","-","-","-","-","-","-","-","-","-","-","-","-","-","-","-","-","-","-","-","-","-","-","-","-","-"]
["VINNO G50_X7 Basic User Manual ES","V30184",8000145,"启用","西班牙版基本用户手册","VINNO G50_X7 Basic User Manual ES",null,"海外","ALL",null,1,"Suzhou","-","-","-","-","-","-","-","-","-","-","-","-","-","-","-","-","-","-","-","-","-","-","-","-","-","-","-","-","-","-","-","-","-","-","O","-","-","-","-","-","-","-","-","-","-","-","-","-","-","-","-","-","-","-","-","-","-","-","-","-","-","-","-","-","-","-","-","-","-","-","-","-","-","-","-","-","-","-","-","-","-","-","-","-","-","-","-","-","-","-","-","-","-","-","-","-","-","-","-","-","-","-","-","-","-","-","-","-","-","-","-","-","-","-","-","-","-","-","-","-","-","-","-","-","-"]
["VINNO G50_X7 Basic User Manual IT","V30237",8000213,"启用","意大利语基本用户手册","VINNO G50_X7 Basic User Manual IT",null,"海外","ALL",null,1,"Suzhou","-","-","-","-","-","-","-","-","-","-","-","-","-","-","-","-","-","-","-","-","-","-","-","-","-","-","-","-","-","-","-","-","-","-","O","-","-","-","-","-","-","-","-","-","-","-","-","-","-","-","-","-","-","-","-","-","-","-","-","-","-","-","-","-","-","-","-","-","-","-","-","-","-","-","-","-","-","-","-","-","-","-","-","-","-","-","-","-","-","-","-","-","-","-","-","-","-","-","-","-","-","-","-","-","-","-","-","-","-","-","-","-","-","-","-","-","-","-","-","-","-","-","-","-","-"]
["VINNO G50_X7 Basic User Manual FR","V30256",8000232,"启用","法语版基本用户手册","VINNO G50_X7 Basic User Manual FR",null,"海外","ALL",null,1,"Suzhou","-","-","-","-","-","-","-","-","-","-","-","-","-","-","-","-","-","-","-","-","-","-","-","-","-","-","-","-","-","-","-","-","-","-","O","-","-","-","-","-","-","-","-","-","-","-","-","-","-","-","-","-","-","-","-","-","-","-","-","-","-","-","-","-","-","-","-","-","-","-","-","-","-","-","-","-","-","-","-","-","-","-","-","-","-","-","-","-","-","-","-","-","-","-","-","-","-","-","-","-","-","-","-","-","-","-","-","-","-","-","-","-","-","-","-","-","-","-","-","-","-","-","-","-","-"]
["VINNO G50_X7 Basic User Manual PT","V30077",8000059,"启用","葡萄牙语基本用户手册","VINNO G50_X7 Basic User Manual PT",null,"海外","ALL",null,1,"Suzhou","-","-","-","-","-","-","-","-","-","-","-","-","-","-","-","-","-","-","-","-","-","-","-","-","-","-","-","-","-","-","-","-","-","-","O","-","-","-","-","-","-","-","-","-","-","-","-","-","-","-","-","-","-","-","-","-","-","-","-","-","-","-","-","-","-","-","-","-","-","-","-","-","-","-","-","-","-","-","-","-","-","-","-","-","-","-","-","-","-","-","-","-","-","-","-","-","-","-","-","-","-","-","-","-","-","-","-","-","-","-","-","-","-","-","-","-","-","-","-","-","-","-","-","-","-"]
["VINNO M55 Basic User Manual EN","V30225",8000201,"启用","M55英文基本用户手册","VINNO M55 Basic User Manual EN",null,"海外","ALL",null,1,"Suzhou","-","-","-","-","-","-","-","-","-","-","-","-","-","-","-","-","-","-","-","-","-","-","-","-","-","-","-","-","-","-","-","-","-","-","-","-","-","X","-","-","-","-","-","-","-","-","-","-","-","-","-","-","-","-","-","-","-","-","-","-","-","-","-","-","-","-","-","-","-","-","-","-","-","-","-","-","-","-","-","-","-","-","-","-","-","-","-","-","-","-","-","-","-","-","-","-","-","-","-","-","-","-","-","-","-","-","-","-","-","-","-","-","-","-","-","-","-","-","-","-","-","-","-","-","-"]
["VINNO M55 Basic User Manual DE","V30227",8000203,"启用","德文版基本用户手册","VINNO M55 Basic User Manual DE",null,"海外","ALL",null,1,"Suzhou","-","-","-","-","-","-","-","-","-","-","-","-","-","-","-","-","-","-","-","-","-","-","-","-","-","-","-","-","-","-","-","-","-","-","-","-","-","O","-","-","-","-","-","-","-","-","-","-","-","-","-","-","-","-","-","-","-","-","-","-","-","-","-","-","-","-","-","-","-","-","-","-","-","-","-","-","-","-","-","-","-","-","-","-","-","-","-","-","-","-","-","-","-","-","-","-","-","-","-","-","-","-","-","-","-","-","-","-","-","-","-","-","-","-","-","-","-","-","-","-","-","-","-","-","-"]
["VINNO M55 Basic User Manual RU","V30283",8000256,"启用","俄文版基本用户手册","VINNO M55 Basic User Manual RU",null,"海外","ALL",null,1,"Suzhou","-","-","-","-","-","-","-","-","-","-","-","-","-","-","-","-","-","-","-","-","-","-","-","-","-","-","-","-","-","-","-","-","-","-","-","-","-","O","-","-","-","-","-","-","-","-","-","-","-","-","-","-","-","-","-","-","-","-","-","-","-","-","-","-","-","-","-","-","-","-","-","-","-","-","-","-","-","-","-","-","-","-","-","-","-","-","-","-","-","-","-","-","-","-","-","-","-","-","-","-","-","-","-","-","-","-","-","-","-","-","-","-","-","-","-","-","-","-","-","-","-","-","-","-","-"]
["VINNO M55 Basic User Manual ES","V30278",8000251,"启用","西班牙版基本用户手册","VINNO M55 Basic User Manual ES",null,"海外","ALL",null,1,"Suzhou","-","-","-","-","-","-","-","-","-","-","-","-","-","-","-","-","-","-","-","-","-","-","-","-","-","-","-","-","-","-","-","-","-","-","-","-","-","O","-","-","-","-","-","-","-","-","-","-","-","-","-","-","-","-","-","-","-","-","-","-","-","-","-","-","-","-","-","-","-","-","-","-","-","-","-","-","-","-","-","-","-","-","-","-","-","-","-","-","-","-","-","-","-","-","-","-","-","-","-","-","-","-","-","-","-","-","-","-","-","-","-","-","-","-","-","-","-","-","-","-","-","-","-","-","-"]
["VINNO M55 Basic User Manual IT","V30243",8000219,"启用","意大利语基本用户手册","VINNO M55 Basic User Manual IT",null,"海外","ALL",null,1,"Suzhou","-","-","-","-","-","-","-","-","-","-","-","-","-","-","-","-","-","-","-","-","-","-","-","-","-","-","-","-","-","-","-","-","-","-","-","-","-","O","-","-","-","-","-","-","-","-","-","-","-","-","-","-","-","-","-","-","-","-","-","-","-","-","-","-","-","-","-","-","-","-","-","-","-","-","-","-","-","-","-","-","-","-","-","-","-","-","-","-","-","-","-","-","-","-","-","-","-","-","-","-","-","-","-","-","-","-","-","-","-","-","-","-","-","-","-","-","-","-","-","-","-","-","-","-","-"]
["VINNO M55 Basic User Manual FR","V30262",8000238,"启用","法语版基本用户手册","VINNO M55 Basic User Manual FR",null,"海外","ALL",null,1,"Suzhou","-","-","-","-","-","-","-","-","-","-","-","-","-","-","-","-","-","-","-","-","-","-","-","-","-","-","-","-","-","-","-","-","-","-","-","-","-","O","-","-","-","-","-","-","-","-","-","-","-","-","-","-","-","-","-","-","-","-","-","-","-","-","-","-","-","-","-","-","-","-","-","-","-","-","-","-","-","-","-","-","-","-","-","-","-","-","-","-","-","-","-","-","-","-","-","-","-","-","-","-","-","-","-","-","-","-","-","-","-","-","-","-","-","-","-","-","-","-","-","-","-","-","-","-","-"]
["VINNO M55 Basic User Manual PT","V30273",8000246,"启用","葡萄牙语基本用户手册","VINNO M55 Basic User Manual PT",null,"海外","ALL",null,1,"Suzhou","-","-","-","-","-","-","-","-","-","-","-","-","-","-","-","-","-","-","-","-","-","-","-","-","-","-","-","-","-","-","-","-","-","-","-","-","-","O","-","-","-","-","-","-","-","-","-","-","-","-","-","-","-","-","-","-","-","-","-","-","-","-","-","-","-","-","-","-","-","-","-","-","-","-","-","-","-","-","-","-","-","-","-","-","-","-","-","-","-","-","-","-","-","-","-","-","-","-","-","-","-","-","-","-","-","-","-","-","-","-","-","-","-","-","-","-","-","-","-","-","-","-","-","-","-"]
["VINNO M50_X6 Basic User Manual EN","V30016",8000032,"启用","M50_X6英文基本用户手册","VINNO M50_X6 Basic User Manual EN",null,"海外","ALL",null,1,"Suzhou","-","-","-","-","-","-","-","-","-","-","-","-","-","-","-","-","-","-","-","-","-","-","-","-","-","-","-","-","-","-","-","-","-","-","-","-","-","-","-","X","X","-","-","-","-","-","-","-","-","-","-","-","-","-","-","-","-","-","-","-","-","-","-","-","-","-","-","-","-","-","-","-","-","-","-","-","-","-","-","-","-","-","-","-","-","-","-","-","-","-","-","-","-","-","-","-","-","-","-","-","-","-","-","-","-","-","-","-","-","-","-","-","-","-","-","-","-","-","-","-","-","-","-","-","-"]
["VINNO M50_X6 Basic User Manual DE","V30072",8000054,"启用","德文版基本用户手册","VINNO M50_X6 Basic User Manual DE",null,"海外","ALL",null,1,"Suzhou","-","-","-","-","-","-","-","-","-","-","-","-","-","-","-","-","-","-","-","-","-","-","-","-","-","-","-","-","-","-","-","-","-","-","-","-","-","-","-","O","O","-","-","-","-","-","-","-","-","-","-","-","-","-","-","-","-","-","-","-","-","-","-","-","-","-","-","-","-","-","-","-","-","-","-","-","-","-","-","-","-","-","-","-","-","-","-","-","-","-","-","-","-","-","-","-","-","-","-","-","-","-","-","-","-","-","-","-","-","-","-","-","-","-","-","-","-","-","-","-","-","-","-","-","-"]
["VINNO M50_X6 Basic User Manual RU","V30131",8000095,"启用","俄文版基本用户手册","VINNO M50_X6 Basic User Manual RU",null,"海外","ALL",null,1,"Suzhou","-","-","-","-","-","-","-","-","-","-","-","-","-","-","-","-","-","-","-","-","-","-","-","-","-","-","-","-","-","-","-","-","-","-","-","-","-","-","-","O","O","-","-","-","-","-","-","-","-","-","-","-","-","-","-","-","-","-","-","-","-","-","-","-","-","-","-","-","-","-","-","-","-","-","-","-","-","-","-","-","-","-","-","-","-","-","-","-","-","-","-","-","-","-","-","-","-","-","-","-","-","-","-","-","-","-","-","-","-","-","-","-","-","-","-","-","-","-","-","-","-","-","-","-","-"]
["VINNO M50_X6 Basic User Manual ES","V30185",8000146,"启用","西班牙版基本用户手册","VINNO M50_X6 Basic User Manual ES",null,"海外","ALL",null,1,"Suzhou","-","-","-","-","-","-","-","-","-","-","-","-","-","-","-","-","-","-","-","-","-","-","-","-","-","-","-","-","-","-","-","-","-","-","-","-","-","-","-","O","O","-","-","-","-","-","-","-","-","-","-","-","-","-","-","-","-","-","-","-","-","-","-","-","-","-","-","-","-","-","-","-","-","-","-","-","-","-","-","-","-","-","-","-","-","-","-","-","-","-","-","-","-","-","-","-","-","-","-","-","-","-","-","-","-","-","-","-","-","-","-","-","-","-","-","-","-","-","-","-","-","-","-","-","-"]
["VINNO M50_X6 Basic User Manual IT","V30242",8000218,"启用","意大利语基本用户手册","VINNO M50_X6 Basic User Manual IT",null,"海外","ALL",null,1,"Suzhou","-","-","-","-","-","-","-","-","-","-","-","-","-","-","-","-","-","-","-","-","-","-","-","-","-","-","-","-","-","-","-","-","-","-","-","-","-","-","-","O","O","-","-","-","-","-","-","-","-","-","-","-","-","-","-","-","-","-","-","-","-","-","-","-","-","-","-","-","-","-","-","-","-","-","-","-","-","-","-","-","-","-","-","-","-","-","-","-","-","-","-","-","-","-","-","-","-","-","-","-","-","-","-","-","-","-","-","-","-","-","-","-","-","-","-","-","-","-","-","-","-","-","-","-","-"]
["VINNO M50_X6 Basic User Manual FR","V30261",8000237,"启用","法语版基本用户手册","VINNO M50_X6 Basic User Manual FR",null,"海外","ALL",null,1,"Suzhou","-","-","-","-","-","-","-","-","-","-","-","-","-","-","-","-","-","-","-","-","-","-","-","-","-","-","-","-","-","-","-","-","-","-","-","-","-","-","-","O","O","-","-","-","-","-","-","-","-","-","-","-","-","-","-","-","-","-","-","-","-","-","-","-","-","-","-","-","-","-","-","-","-","-","-","-","-","-","-","-","-","-","-","-","-","-","-","-","-","-","-","-","-","-","-","-","-","-","-","-","-","-","-","-","-","-","-","-","-","-","-","-","-","-","-","-","-","-","-","-","-","-","-","-","-"]
["VINNO M50_X6 Basic User Manual PT","V30078",8000060,"启用","葡萄牙语基本用户手册","VINNO M50_X6 Basic User Manual PT",null,"海外","ALL",null,1,"Suzhou","-","-","-","-","-","-","-","-","-","-","-","-","-","-","-","-","-","-","-","-","-","-","-","-","-","-","-","-","-","-","-","-","-","-","-","-","-","-","-","O","O","-","-","-","-","-","-","-","-","-","-","-","-","-","-","-","-","-","-","-","-","-","-","-","-","-","-","-","-","-","-","-","-","-","-","-","-","-","-","-","X","-","-","-","-","-","-","-","-","-","-","-","-","-","-","-","-","-","-","-","-","-","-","-","-","-","-","-","-","-","-","-","-","-","-","-","-","-","-","-","-","-","-","-","-"]
["VINNO X65_X55 Basic User Manual_EN","V30526",8000420,"启用","X65-X55英文基本用户手册","VINNO X65_X55 Basic User Manual_EN",null,"海外","ALL",null,1,"Suzhou","-","-","-","-","-","-","-","-","-","-","-","-","-","-","-","-","-","-","-","-","-","-","-","-","-","-","-","-","-","-","-","-","-","-","-","X","-","-","-","-","-","X","-","-","-","-","-","-","-","-","-","-","-","-","-","-","-","-","-","-","-","-","-","-","-","-","-","-","-","-","-","-","-","-","-","-","-","-","-","-","-","-","-","-","-","-","-","-","-","-","-","-","-","-","-","-","-","-","-","-","-","-","-","-","-","-","-","-","-","-","-","-","-","-","-","-","-","-","-","-","-","-","-","-","-"]
["VINNO E35 Basic User Manual EN","V30223",8000199,"启用","E35英文基本用户手册","VINNO E35 Basic User Manual EN",null,"海外","ALL",null,1,"Suzhou","-","-","-","-","-","-","-","-","-","-","-","-","-","-","-","-","-","-","-","-","-","-","-","-","-","-","-","-","-","-","-","-","-","-","-","-","-","-","-","-","-","-","-","X","-","-","-","-","-","-","-","-","-","-","-","-","-","-","-","-","-","-","-","-","-","-","-","-","-","-","-","-","-","-","-","-","-","-","-","-","-","-","-","-","-","-","-","-","-","-","-","-","-","-","-","-","-","-","-","-","-","-","-","-","-","-","-","-","-","-","-","-","-","-","-","-","-","-","-","-","-","-","-","-","-"]
["VINNO E35 Basic User Manual DE","V30228",8000204,"启用","德文版基本用户手册","VINNO E35 Basic User Manual DE",null,"海外","ALL",null,1,"Suzhou","-","-","-","-","-","-","-","-","-","-","-","-","-","-","-","-","-","-","-","-","-","-","-","-","-","-","-","-","-","-","-","-","-","-","-","-","-","-","-","-","-","-","-","O","-","-","-","-","-","-","-","-","-","-","-","-","-","-","-","-","-","-","-","-","-","-","-","-","-","-","-","-","-","-","-","-","-","-","-","-","-","-","-","-","-","-","-","-","-","-","-","-","-","-","-","-","-","-","-","-","-","-","-","-","-","-","-","-","-","-","-","-","-","-","-","-","-","-","-","-","-","-","-","-","-"]
["VINNO E35 Basic User Manual RU","V30280",8000253,"启用","俄文版基本用户手册","VINNO E35 Basic User Manual RU",null,"海外","ALL",null,1,"Suzhou","-","-","-","-","-","-","-","-","-","-","-","-","-","-","-","-","-","-","-","-","-","-","-","-","-","-","-","-","-","-","-","-","-","-","-","-","-","-","-","-","-","-","-","O","-","-","-","-","-","-","-","-","-","-","-","-","-","-","-","-","-","-","-","-","-","-","-","-","-","-","-","-","-","-","-","-","-","-","-","-","-","-","-","-","-","-","-","-","-","-","-","-","-","-","-","-","-","-","-","-","-","-","-","-","-","-","-","-","-","-","-","-","-","-","-","-","-","-","-","-","-","-","-","-","-"]
["VINNO E35 Basic User Manual ES","V30275",8000248,"启用","西班牙版基本用户手册","VINNO E35 Basic User Manual ES",null,"海外","ALL",null,1,"Suzhou","-","-","-","-","-","-","-","-","-","-","-","-","-","-","-","-","-","-","-","-","-","-","-","-","-","-","-","-","-","-","-","-","-","-","-","-","-","-","-","-","-","-","-","O","-","-","-","-","-","-","-","-","-","-","-","-","-","-","-","-","-","-","-","-","-","-","-","-","-","-","-","-","-","-","-","-","-","-","-","-","-","-","-","-","-","-","-","-","-","-","-","-","-","-","-","-","-","-","-","-","-","-","-","-","-","-","-","-","-","-","-","-","-","-","-","-","-","-","-","-","-","-","-","-","-"]
["VINNO E35 Basic User Manual IT","V30236",8000212,"启用","意大利语基本用户手册","VINNO E35 Basic User Manual IT",null,"海外","ALL",null,1,"Suzhou","-","-","-","-","-","-","-","-","-","-","-","-","-","-","-","-","-","-","-","-","-","-","-","-","-","-","-","-","-","-","-","-","-","-","-","-","-","-","-","-","-","-","-","O","-","-","-","-","-","-","-","-","-","-","-","-","-","-","-","-","-","-","-","-","-","-","-","-","-","-","-","-","-","-","-","-","-","-","-","-","-","-","-","-","-","-","-","-","-","-","-","-","-","-","-","-","-","-","-","-","-","-","-","-","-","-","-","-","-","-","-","-","-","-","-","-","-","-","-","-","-","-","-","-","-"]
["VINNO E35 Basic User Manual FR","V30255",8000231,"启用","法语版基本用户手册","VINNO E35 Basic User Manual FR",null,"海外","ALL",null,1,"Suzhou","-","-","-","-","-","-","-","-","-","-","-","-","-","-","-","-","-","-","-","-","-","-","-","-","-","-","-","-","-","-","-","-","-","-","-","-","-","-","-","-","-","-","-","O","-","-","-","-","-","-","-","-","-","-","-","-","-","-","-","-","-","-","-","-","-","-","-","-","-","-","-","-","-","-","-","-","-","-","-","-","-","-","-","-","-","-","-","-","-","-","-","-","-","-","-","-","-","-","-","-","-","-","-","-","-","-","-","-","-","-","-","-","-","-","-","-","-","-","-","-","-","-","-","-","-"]
["VINNO E35 Basic User Manual PT","V30270",8000243,"停用","葡萄牙语基本用户手册","VINNO E35 Basic User Manual PT",null,"海外","ALL",null,1,"Suzhou","-","-","-","-","-","-","-","-","-","-","-","-","-","-","-","-","-","-","-","-","-","-","-","-","-","-","-","-","-","-","-","-","-","-","-","-","-","-","-","-","-","-","-","O","-","-","-","-","-","-","-","-","-","-","-","-","-","-","-","-","-","-","-","-","-","-","-","-","-","-","-","-","-","-","-","-","-","-","-","-","-","-","-","-","-","-","-","-","-","-","-","-","-","-","-","-","-","-","-","-","-","-","-","-","-","-","-","-","-","-","-","-","-","-","-","-","-","-","-","-","-","-","-","-","-"]
[" VINNO G55_G55E_G55P_M55_M55E_M55P_E35_E35E_E35P_ X65_X55_X35 Basic User Manual PT","V30782",8000426,"启用","VINNO G55_G55E_G55P_M55_M55E_M55P_E35_E35E_E35P_ X65_X55_X35葡萄牙语基本用户手册"," VINNO G55_G55E_G55P_M55_M55E_M55P_E35_E35E_E35P_ X65_X55_X35 Basic User Manual PT",null,"海外","ALL",null,1,"Suzhou","-","-","-","-","-","-","-","-","-","-","-","-","-","-","-","-","-","-","-","-","-","-","-","-","-","-","-","-","-","-","O","O","O","O","-","O","O","O","O","O","O","O","O","O","-","-","-","O","-","-","-","-","-","-","-","-","-","-","-","-","-","-","-","-","-","-","-","-","-","-","-","-","-","-","-","-","-","-","-","O","-","X","-","-","-","-","-","-","-","-","-","-","-","-","-","-","-","-","-","-","-","-","-","-","-","-","-","-","-","-","-","-","-","-","-","-","-","-","-","-","-","-","-","-","-"]
["VINNO E30_X5 Basic User Manual EN","V30018",8000029,"启用","E30_X5英文基本用户手册","VINNO E30_X5 Basic User Manual EN",null,"海外","ALL",null,1,"Suzhou","-","-","-","-","-","-","-","-","-","-","-","-","-","-","-","-","-","-","-","-","-","-","-","-","-","-","-","-","-","-","-","-","-","-","-","-","-","-","-","-","-","-","-","-","-","X","X","-","-","-","-","-","-","-","-","-","-","-","-","-","-","-","-","-","-","-","-","-","-","-","-","-","-","-","-","-","-","-","-","-","-","-","-","-","-","-","-","-","-","-","-","-","-","-","-","-","-","-","-","-","-","-","-","-","-","-","-","-","-","-","-","-","-","-","-","-","-","-","-","-","-","-","-","-","-"]
["VINNO E30_X5 Basic User Manual DE","V30073",8000055,"启用","德文版基本用户手册","VINNO E30_X5 Basic User Manual DE",null,"海外","ALL",null,1,"Suzhou","-","-","-","-","-","-","-","-","-","-","-","-","-","-","-","-","-","-","-","-","-","-","-","-","-","-","-","-","-","-","-","-","-","-","-","-","-","-","-","-","-","-","-","-","-","O","O","-","-","-","-","-","-","-","-","-","-","-","-","-","-","-","-","-","-","-","-","-","-","-","-","-","-","-","-","-","-","-","-","-","-","-","-","-","-","-","-","-","-","-","-","-","-","-","-","-","-","-","-","-","-","-","-","-","-","-","-","-","-","-","-","-","-","-","-","-","-","-","-","-","-","-","-","-","-"]
["VINNO E30_X5 Basic User Manual RU","V30132",8000096,"启用","俄文版基本用户手册","VINNO E30_X5 Basic User Manual RU",null,"海外","ALL",null,1,"Suzhou","-","-","-","-","-","-","-","-","-","-","-","-","-","-","-","-","-","-","-","-","-","-","-","-","-","-","-","-","-","-","-","-","-","-","-","-","-","-","-","-","-","-","-","-","-","O","O","-","-","-","-","-","-","-","-","-","-","-","-","-","-","-","-","-","-","-","-","-","-","-","-","-","-","-","-","-","-","-","-","-","-","-","-","-","-","-","-","-","-","-","-","-","-","-","-","-","-","-","-","-","-","-","-","-","-","-","-","-","-","-","-","-","-","-","-","-","-","-","-","-","-","-","-","-","-"]
["VINNO E30_X5 Basic User Manual ES","V30186",8000144,"启用","西班牙版基本用户手册","VINNO E30_X5 Basic User Manual ES",null,"海外","ALL",null,1,"Suzhou","-","-","-","-","-","-","-","-","-","-","-","-","-","-","-","-","-","-","-","-","-","-","-","-","-","-","-","-","-","-","-","-","-","-","-","-","-","-","-","-","-","-","-","-","-","O","O","-","-","-","-","-","-","-","-","-","-","-","-","-","-","-","-","-","-","-","-","-","-","-","-","-","-","-","-","-","-","-","-","-","-","-","-","-","-","-","-","-","-","-","-","-","-","-","-","-","-","-","-","-","-","-","-","-","-","-","-","-","-","-","-","-","-","-","-","-","-","-","-","-","-","-","-","-","-"]
["VINNO E30_X5 Basic User Manual IT","V30235",8000211,"启用","意大利语基本用户手册","VINNO E30_X5 Basic User Manual IT",null,"海外","ALL",null,1,"Suzhou","-","-","-","-","-","-","-","-","-","-","-","-","-","-","-","-","-","-","-","-","-","-","-","-","-","-","-","-","-","-","-","-","-","-","-","-","-","-","-","-","-","-","-","-","-","O","O","-","-","-","-","-","-","-","-","-","-","-","-","-","-","-","-","-","-","-","-","-","-","-","-","-","-","-","-","-","-","-","-","-","-","-","-","-","-","-","-","-","-","-","-","-","-","-","-","-","-","-","-","-","-","-","-","-","-","-","-","-","-","-","-","-","-","-","-","-","-","-","-","-","-","-","-","-","-"]
["VINNO E30_X5 Basic User Manual FR","V30254",8000230,"启用","法语版基本用户手册","VINNO E30_X5 Basic User Manual FR",null,"海外","ALL",null,1,"Suzhou","-","-","-","-","-","-","-","-","-","-","-","-","-","-","-","-","-","-","-","-","-","-","-","-","-","-","-","-","-","-","-","-","-","-","-","-","-","-","-","-","-","-","-","-","-","O","O","-","-","-","-","-","-","-","-","-","-","-","-","-","-","-","-","-","-","-","-","-","-","-","-","-","-","-","-","-","-","-","-","-","-","-","-","-","-","-","-","-","-","-","-","-","-","-","-","-","-","-","-","-","-","-","-","-","-","-","-","-","-","-","-","-","-","-","-","-","-","-","-","-","-","-","-","-","-"]
["VINNO E30_X5 Basic User Manual PT","V30079",8000061,"启用","葡萄牙语基本用户手册","VINNO E30_X5 Basic User Manual PT",null,"海外","ALL",null,1,"Suzhou","-","-","-","-","-","-","-","-","-","-","-","-","-","-","-","-","-","-","-","-","-","-","-","-","-","-","-","-","-","-","-","-","-","-","-","-","-","-","-","-","-","-","-","-","-","O","O","-","-","-","-","-","-","-","-","-","-","-","-","-","-","-","-","-","-","-","-","-","-","-","-","-","-","-","-","-","-","-","-","-","-","-","-","-","-","-","-","-","-","-","-","-","-","-","-","-","-","-","-","-","-","-","-","-","-","-","-","-","-","-","-","-","-","-","-","-","-","-","-","-","-","-","-","-","-"]
["VINNO X35 Basic User Manual_FR","V30530",8000505,"启用","X35法语基本用户手册","VINNO X35 Basic User Manual_FR",null,"海外","ALL",null,1,"Suzhou","-","-","-","-","-","-","-","-","-","-","-","-","-","-","-","-","-","-","-","-","-","-","-","-","-","-","-","-","-","-","-","-","-","-","-","-","-","-","-","-","-","-","-","-","-","-","-","O","-","-","-","-","-","-","-","-","-","-","-","-","-","-","-","-","-","-","-","-","-","-","-","-","-","-","-","-","-","-","-","-","-","-","-","-","-","-","-","-","-","-","-","-","-","-","-","-","-","-","-","-","-","-","-","-","-","-","-","-","-","-","-","-","-","-","-","-","-","-","-","-","-","-","-","-","-"]
["VINNO X35 Basic User Manual_EN","V30527",8000421,"启用","X35英文基本用户手册","VINNO X35 Basic User Manual_EN",null,"海外","ALL",null,1,"Suzhou","-","-","-","-","-","-","-","-","-","-","-","-","-","-","-","-","-","-","-","-","-","-","-","-","-","-","-","-","-","-","-","-","-","-","-","-","-","-","-","-","-","-","-","-","-","-","-","X","-","-","-","-","-","-","-","-","-","-","-","-","-","-","-","-","-","-","-","-","-","-","-","-","-","-","-","-","-","-","-","-","-","-","-","-","-","-","-","-","-","-","-","-","-","-","-","-","-","-","-","-","-","-","-","-","-","-","-","-","-","-","-","-","-","-","-","-","-","-","-","-","-","-","-","-","-"]
["VINNO E20_X3 Basic User Manual EN","V30124",8000080,"启用","E20_X3英文基本用户手册","VINNO E20_X3 Basic User Manual EN",null,"海外","ALL",null,1,"Suzhou","-","-","-","-","-","-","-","-","-","-","-","-","-","-","-","-","-","-","-","-","-","-","-","-","-","-","-","-","-","-","-","-","-","-","-","-","-","-","-","-","-","-","-","-","-","-","-","-","X","X","-","-","-","-","-","-","-","-","-","-","-","-","-","-","-","-","-","-","-","-","-","-","-","-","-","-","-","-","-","-","-","-","-","-","-","-","-","-","-","-","-","-","-","-","-","-","-","-","-","-","-","-","-","-","-","-","-","-","-","-","-","-","-","-","-","-","-","-","-","-","-","-","-","-","-"]
["VINNO E20_X3 Basic User Manual DE","V30137",8000106,"启用","德文版基本用户手册","VINNO E20_X3 Basic User Manual DE",null,"海外","ALL",null,1,"Suzhou","-","-","-","-","-","-","-","-","-","-","-","-","-","-","-","-","-","-","-","-","-","-","-","-","-","-","-","-","-","-","-","-","-","-","-","-","-","-","-","-","-","-","-","-","-","-","-","-","O","O","-","-","-","-","-","-","-","-","-","-","-","-","-","-","-","-","-","-","-","-","-","-","-","-","-","-","-","-","-","-","-","-","-","-","-","-","-","-","-","-","-","-","-","-","-","-","-","-","-","-","-","-","-","-","-","-","-","-","-","-","-","-","-","-","-","-","-","-","-","-","-","-","-","-","-"]
["VINNO E20_X3 Basic User Manual RU","V30138",8000107,"启用","俄文版基本用户手册","VINNO E20_X3 Basic User Manual RU",null,"海外","ALL",null,1,"Suzhou","-","-","-","-","-","-","-","-","-","-","-","-","-","-","-","-","-","-","-","-","-","-","-","-","-","-","-","-","-","-","-","-","-","-","-","-","-","-","-","-","-","-","-","-","-","-","-","-","O","O","-","-","-","-","-","-","-","-","-","-","-","-","-","-","-","-","-","-","-","-","-","-","-","-","-","-","-","-","-","-","-","-","-","-","-","-","-","-","-","-","-","-","-","-","-","-","-","-","-","-","-","-","-","-","-","-","-","-","-","-","-","-","-","-","-","-","-","-","-","-","-","-","-","-","-"]
["VINNO E20 Basic User Manual ES","V30190",8000153,"启用","西班牙版基本用户手册","VINNO E20 Basic User Manual ES",null,"海外","ALL",null,1,"Suzhou","-","-","-","-","-","-","-","-","-","-","-","-","-","-","-","-","-","-","-","-","-","-","-","-","-","-","-","-","-","-","-","-","-","-","-","-","-","-","-","-","-","-","-","-","-","-","-","-","O","-","-","-","-","-","-","-","-","-","-","-","-","-","-","-","-","-","-","-","-","-","-","-","-","-","-","-","-","-","-","-","-","-","-","-","-","-","-","-","-","-","-","-","-","-","-","-","-","-","-","-","-","-","-","-","-","-","-","-","-","-","-","-","-","-","-","-","-","-","-","-","-","-","-","-","-"]
["VINNO X3 Basic User Manual ES","V30194",8000157,"启用","西班牙版基本用户手册","VINNO X3 Basic User Manual ES",null,"海外","ALL",null,1,"Suzhou","-","-","-","-","-","-","-","-","-","-","-","-","-","-","-","-","-","-","-","-","-","-","-","-","-","-","-","-","-","-","-","-","-","-","-","-","-","-","-","-","-","-","-","-","-","-","-","-","-","O","-","-","-","-","-","-","-","-","-","-","-","-","-","-","-","-","-","-","-","-","-","-","-","-","-","-","-","-","-","-","-","-","-","-","-","-","-","-","-","-","-","-","-","-","-","-","-","-","-","-","-","-","-","-","-","-","-","-","-","-","-","-","-","-","-","-","-","-","-","-","-","-","-","-","-"]
["VINNO E20_X3 Basic User Manual IT","V30234",8000210,"启用","意大利语基本用户手册","VINNO E20_X3 Basic User Manual IT",null,"海外","ALL",null,1,"Suzhou","-","-","-","-","-","-","-","-","-","-","-","-","-","-","-","-","-","-","-","-","-","-","-","-","-","-","-","-","-","-","-","-","-","-","-","-","-","-","-","-","-","-","-","-","-","-","-","-","O","O","-","-","-","-","-","-","-","-","-","-","-","-","-","-","-","-","-","-","-","-","-","-","-","-","-","-","-","-","-","-","-","-","-","-","-","-","-","-","-","-","-","-","-","-","-","-","-","-","-","-","-","-","-","-","-","-","-","-","-","-","-","-","-","-","-","-","-","-","-","-","-","-","-","-","-"]
["VINNO E20_X3 Basic User Manual FR","V30253",8000229,"启用","法语版基本用户手册","VINNO E20_X3 Basic User Manual FR",null,"海外","ALL",null,1,"Suzhou","-","-","-","-","-","-","-","-","-","-","-","-","-","-","-","-","-","-","-","-","-","-","-","-","-","-","-","-","-","-","-","-","-","-","-","-","-","-","-","-","-","-","-","-","-","-","-","-","O","O","-","-","-","-","-","-","-","-","-","-","-","-","-","-","-","-","-","-","-","-","-","-","-","-","-","-","-","-","-","-","-","-","O","-","-","-","-","-","-","-","-","-","-","-","-","-","-","-","-","-","-","-","-","-","-","-","-","-","-","-","-","-","-","-","-","-","-","-","-","-","-","-","-","-","-"]
["VINNO E20_X3 Basic User Manual PT","V30790",8000336,"启用","葡萄牙语基本用户手册","VINNO E20_X3 Basic User Manual PT",null,"海外","ALL",null,1,"Suzhou","-","-","-","-","-","-","-","-","-","-","-","-","-","-","-","-","-","-","-","-","-","-","-","-","-","-","-","-","-","-","-","-","-","-","-","-","-","-","-","-","-","-","-","-","-","-","-","-","O","O","-","-","-","-","-","-","-","-","-","-","-","-","-","-","-","-","-","-","-","-","-","-","-","-","-","-","-","-","-","-","-","-","X","-","-","-","-","-","-","-","-","-","-","-","-","-","-","-","-","-","-","-","-","-","-","-","-","-","-","-","-","-","-","-","-","-","-","-","-","-","-","-","-","-","-"]
["VINNO E10_X2_X1_X1E Basic User Manual EN","V30126",8000088,"启用","E10_X2_X1英文基本用户手册","VINNO E10_X2_X1 Basic User Manual EN",null,"海外","ALL",null,1,"Suzhou","-","-","-","-","-","-","-","-","-","-","-","-","-","-","-","-","-","-","-","-","-","-","-","-","-","-","-","-","-","-","-","-","-","-","-","-","-","-","-","-","-","-","-","-","-","-","-","-","-","-","X","X","X","X","X","X","X","X","-","-","-","-","-","-","-","-","-","-","-","-","-","-","-","-","-","-","-","-","-","-","-","-","-","-","-","-","-","-","-","-","-","-","-","-","-","-","-","-","-","-","-","-","-","-","-","-","-","-","-","-","-","-","-","-","-","-","-","-","-","-","-","-","-","-","-"]
["VINNO E10_X2_X1_X1E Basic User Manual DE","V30139",8000109,"启用","德文版基本用户手册","VINNO E10_X2_X1 Basic User Manual DE",null,"海外","ALL",null,1,"Suzhou","-","-","-","-","-","-","-","-","-","-","-","-","-","-","-","-","-","-","-","-","-","-","-","-","-","-","-","-","-","-","-","-","-","-","-","-","-","-","-","-","-","-","-","-","-","-","-","-","-","-","O","O","O","O","O","O","O","O","-","-","-","-","-","-","-","-","-","-","-","-","-","-","-","-","-","-","-","-","-","-","-","-","-","-","-","-","-","-","-","-","-","-","-","-","-","-","-","-","-","-","-","-","-","-","-","-","-","-","-","-","-","-","-","-","-","-","-","-","-","-","-","-","-","-","-"]
["VINNO E10_X2_X1_X1E Basic User Manual RU","V30140",8000110,"停用","俄文版基本用户手册","VINNO E10_X2_X1 Basic User Manual RU",null,"海外","ALL",null,1,"Suzhou","-","-","-","-","-","-","-","-","-","-","-","-","-","-","-","-","-","-","-","-","-","-","-","-","-","-","-","-","-","-","-","-","-","-","-","-","-","-","-","-","-","-","-","-","-","-","-","-","-","-","O","O","O","O","O","O","O","O","-","-","-","-","-","-","-","-","-","-","-","-","-","-","-","-","-","-","-","-","-","-","-","-","-","-","-","-","-","-","-","-","-","-","-","-","-","-","-","-","-","-","-","-","-","-","-","-","-","-","-","-","-","-","-","-","-","-","-","-","-","-","-","-","-","-","-"]
["VINNO E20_E10_X3_X2_X1_RUA","V30474",8000476,"启用","VINNO E20_E10_X3_X2_X1 俄罗斯版基本用户手册","VINNO E20_E10_X3_X2_X1_RUA",null,"海外","ALL",null,1,"Suzhou","-","-","-","-","-","-","-","-","-","-","-","-","-","-","-","-","-","-","-","-","-","-","-","-","-","-","-","-","-","-","-","-","-","-","-","-","-","-","-","-","-","-","-","-","-","-","-","-","O","O","O","O","O","O","O","O","O","O","-","-","-","-","-","-","-","-","-","-","-","-","-","-","-","-","-","-","-","-","-","-","-","-","-","-","-","-","-","-","-","-","-","-","-","-","-","-","-","-","-","-","-","-","-","-","-","-","-","-","-","-","-","-","-","-","-","-","X","X","X","X","X","-","-","-","-"]
["VINNO E10_X2_X1_X1E Basic User Manual ES","V30191",8000154,"启用","西班牙版基本用户手册","VINNO E10 Basic User Manual ES",null,"海外","ALL",null,1,"Suzhou","-","-","-","-","-","-","-","-","-","-","-","-","-","-","-","-","-","-","-","-","-","-","-","-","-","-","-","-","-","-","-","-","-","-","-","-","-","-","-","-","-","-","-","-","-","-","-","-","-","-","O","O","O","O","O","O","O","O","-","-","-","-","-","-","-","-","-","-","-","-","-","-","-","-","-","-","-","-","-","-","-","-","-","-","-","-","-","-","-","-","-","-","-","-","-","-","-","-","-","-","-","-","-","-","-","-","-","-","-","-","-","-","-","-","-","-","-","-","-","-","-","-","-","-","-"]
["VINNO E10_X2_X1_X1E Basic User Manual IT","V30233",8000209,"启用","意大利语基本用户手册","VINNO E10_X2_X1 Basic User Manual IT",null,"海外","ALL",null,1,"Suzhou","-","-","-","-","-","-","-","-","-","-","-","-","-","-","-","-","-","-","-","-","-","-","-","-","-","-","-","-","-","-","-","-","-","-","-","-","-","-","-","-","-","-","-","-","-","-","-","-","-","-","O","O","O","O","O","O","O","O","-","-","-","-","-","-","-","-","-","-","-","-","-","-","-","-","-","-","-","-","-","-","-","-","-","-","-","-","-","-","-","-","-","-","-","-","-","-","-","-","-","-","-","-","-","-","-","-","-","-","-","-","-","-","-","-","-","-","-","-","-","-","-","-","-","-","-"]
["VINNO E10_X2_X1_X1E Basic User Manual FR","V30252",8000228,"启用","法语版基本用户手册","VINNO E10_X2_X1 Basic User Manual FR",null,"海外","ALL",null,1,"Suzhou","-","-","-","-","-","-","-","-","-","-","-","-","-","-","-","-","-","-","-","-","-","-","-","-","-","-","-","-","-","-","-","-","-","-","-","-","-","-","-","-","-","-","-","-","-","-","-","-","-","-","O","O","O","O","O","O","O","O","-","-","-","-","-","-","-","-","-","-","-","-","-","-","-","-","-","-","-","-","-","-","-","-","-","-","-","-","-","-","-","-","-","-","-","-","-","-","-","-","-","-","-","-","-","-","-","-","-","-","-","-","-","-","-","-","-","-","-","-","-","-","-","-","-","-","-"]
["VINNO E10_X1_X2_E10E_E10P_X2E_X2P_X1E_X1P Basic User Manual_pt-BR","V30473",8000337,"启用","巴西葡萄牙语基本用户手册","VINNO E10_X1_X2_E10E_E10P_X2E_X2P_X1E_X1P Basic User Manual_pt-BR",null,"海外","ALL",null,1,"Suzhou","-","-","-","-","-","-","-","-","-","-","-","-","-","-","-","-","-","-","-","-","-","-","-","-","-","-","-","-","-","-","-","-","-","-","-","-","-","-","-","-","-","-","-","-","-","-","-","-","-","-","O","O","O","O","O","O","O","O","-","-","-","-","-","-","-","-","-","-","-","-","-","-","-","-","-","-","-","-","-","-","-","-","-","X","X","X","X","X","-","-","-","-","-","-","-","-","-","-","-","-","-","-","-","-","-","-","-","-","-","-","-","-","-","-","-","-","-","-","-","-","-","-","-","-","-"]
["VINNO 8 Basic User Manual EN","V30114",8000078,"启用","V8英文基本用户手册","VINNO 8 Basic User Manual EN",null,"海外","ALL",null,1,"Suzhou","-","-","-","-","-","-","-","-","-","-","-","-","-","-","-","-","-","-","-","-","-","-","-","-","-","-","-","-","-","-","-","-","-","-","-","-","-","-","-","-","-","-","-","-","-","-","-","-","-","-","-","-","-","-","-","-","-","-","-","-","-","-","-","-","X","X","-","-","-","-","-","-","-","-","-","-","-","-","-","-","-","-","-","-","-","-","-","-","-","-","-","-","-","-","-","-","-","-","-","-","-","-","-","-","-","-","-","-","-","-","-","-","-","-","-","-","-","-","-","-","-","X","-","-","-"]
["VINNO 8 Basic User Manual DE","V30089",8000090,"启用","德文版基本用户手册","VINNO 8 Basic User Manual DE",null,"海外","ALL",null,1,"Suzhou","-","-","-","-","-","-","-","-","-","-","-","-","-","-","-","-","-","-","-","-","-","-","-","-","-","-","-","-","-","-","-","-","-","-","-","-","-","-","-","-","-","-","-","-","-","-","-","-","-","-","-","-","-","-","-","-","-","-","-","-","-","-","-","-","O","O","-","-","-","-","-","-","-","-","-","-","-","-","-","-","-","-","-","-","-","-","-","-","-","-","-","-","-","-","-","-","-","-","-","-","-","-","-","-","-","-","-","-","-","-","-","-","-","-","-","-","-","-","-","-","-","O","-","-","-"]
["VINNO 8 Basic User Manual RU","V30090",8000097,"停用","俄文版基本用户手册","VINNO 8 Basic User Manual RU",null,"海外","ALL",null,1,"Suzhou","-","-","-","-","-","-","-","-","-","-","-","-","-","-","-","-","-","-","-","-","-","-","-","-","-","-","-","-","-","-","-","-","-","-","-","-","-","-","-","-","-","-","-","-","-","-","-","-","-","-","-","-","-","-","-","-","-","-","-","-","-","-","-","-","O","O","-","-","-","-","-","-","-","-","-","-","-","-","-","-","-","-","-","-","-","-","-","-","-","-","-","-","-","-","-","-","-","-","-","-","-","-","-","-","-","-","-","-","-","-","-","-","-","-","-","-","-","-","-","-","-","O","-","-","-"]
["VINNO 8 Basic User Manual ES","V30187",8000150,"启用","西班牙版基本用户手册","VINNO 8 Basic User Manual ES",null,"海外","ALL",null,1,"Suzhou","-","-","-","-","-","-","-","-","-","-","-","-","-","-","-","-","-","-","-","-","-","-","-","-","-","-","-","-","-","-","-","-","-","-","-","-","-","-","-","-","-","-","-","-","-","-","-","-","-","-","-","-","-","-","-","-","-","-","-","-","-","-","-","-","O","O","-","-","-","-","-","-","-","-","-","-","-","-","-","-","-","-","-","-","-","-","-","-","-","-","-","-","-","-","-","-","-","-","-","-","-","-","-","-","-","-","-","-","-","-","-","-","-","-","-","-","-","-","-","-","-","O","-","-","-"]
["VINNO 8 Basic User Manual IT","V30232",8000208,"启用","意大利语基本用户手册","VINNO 8 Basic User Manual IT",null,"海外","ALL",null,1,"Suzhou","-","-","-","-","-","-","-","-","-","-","-","-","-","-","-","-","-","-","-","-","-","-","-","-","-","-","-","-","-","-","-","-","-","-","-","-","-","-","-","-","-","-","-","-","-","-","-","-","-","-","-","-","-","-","-","-","-","-","-","-","-","-","-","-","O","O","-","-","-","-","-","-","-","-","-","-","-","-","-","-","-","-","-","-","-","-","-","-","-","-","-","-","-","-","-","-","-","-","-","-","-","-","-","-","-","-","-","-","-","-","-","-","-","-","-","-","-","-","-","-","-","O","-","-","-"]
["VINNO 8 Basic User Manual FR","V30251",8000227,"启用","法语版基本用户手册","VINNO 8 Basic User Manual FR",null,"海外","ALL",null,1,"Suzhou","-","-","-","-","-","-","-","-","-","-","-","-","-","-","-","-","-","-","-","-","-","-","-","-","-","-","-","-","-","-","-","-","-","-","-","-","-","-","-","-","-","-","-","-","-","-","-","-","-","-","-","-","-","-","-","-","-","-","-","-","-","-","-","-","O","O","-","-","-","-","-","-","-","-","-","-","-","-","-","-","-","-","-","-","-","-","-","-","-","-","-","-","-","-","-","-","-","-","-","-","-","-","-","-","-","-","-","-","-","-","-","-","-","-","-","-","-","-","-","-","-","O","-","-","-"]
["VINNO 8 Basic User Manual PT","V30327",8000164,"启用","葡萄牙语基本用户手册","VINNO 8 Basic User Manual PT",null,"海外","ALL",null,1,"Suzhou","-","-","-","-","-","-","-","-","-","-","-","-","-","-","-","-","-","-","-","-","-","-","-","-","-","-","-","-","-","-","-","-","-","-","-","-","-","-","-","-","-","-","-","-","-","-","-","-","-","-","-","-","-","-","-","-","-","-","-","-","-","-","-","-","O","O","-","-","-","-","-","-","-","-","-","-","-","-","-","-","-","-","-","-","-","-","-","-","-","-","-","-","-","-","-","-","-","-","-","-","-","-","-","-","-","-","-","-","-","-","-","-","-","-","-","-","-","-","-","-","-","O","-","-","-"]
["VINNO 6_V6EXP_V6PRO Basic User Manual EN","V30093",8000098,"启用","V6_V6EXP_V6PRO英文基本用户手册","VINNO 6_V6EXP_V6PRO Basic User Manual EN",null,"海外","ALL",null,1,"Suzhou","-","-","-","-","-","-","-","-","-","-","-","-","-","-","-","-","-","-","-","-","-","-","-","-","-","-","-","-","-","-","-","-","-","-","-","-","-","-","-","-","-","-","-","-","-","-","-","-","-","-","-","-","-","-","-","-","-","-","-","-","-","-","-","-","-","-","X","X","X","X","-","-","-","-","-","-","-","-","-","-","-","-","-","-","-","-","-","-","-","-","-","-","-","-","-","-","-","-","-","-","-","-","-","-","-","-","-","-","-","-","-","-","-","-","-","-","-","-","-","-","-","-","-","-","-"]
["VINNO 6_V6EXP_V6PRO Basic User Manual DE","V30094",8000099,"启用","德文版基本用户手册","VINNO 6_V6EXP_V6PRO Basic User Manual DE",null,"海外","ALL",null,1,"Suzhou","-","-","-","-","-","-","-","-","-","-","-","-","-","-","-","-","-","-","-","-","-","-","-","-","-","-","-","-","-","-","-","-","-","-","-","-","-","-","-","-","-","-","-","-","-","-","-","-","-","-","-","-","-","-","-","-","-","-","-","-","-","-","-","-","-","-","O","O","O","O","-","-","-","-","-","-","-","-","-","-","-","-","-","-","-","-","-","-","-","-","-","-","-","-","-","-","-","-","-","-","-","-","-","-","-","-","-","-","-","-","-","-","-","-","-","-","-","-","-","-","-","-","-","-","-"]
["VINNO 6_V6EXP_V6PRO Basic User Manual RU","V30095",8000100,"停用","俄文版基本用户手册","VINNO 6_V6EXP_V6PRO Basic User Manual RU",null,"海外","ALL",null,1,"Suzhou","-","-","-","-","-","-","-","-","-","-","-","-","-","-","-","-","-","-","-","-","-","-","-","-","-","-","-","-","-","-","-","-","-","-","-","-","-","-","-","-","-","-","-","-","-","-","-","-","-","-","-","-","-","-","-","-","-","-","-","-","-","-","-","-","-","-","O","O","O","O","-","-","-","-","-","-","-","-","-","-","-","-","-","-","-","-","-","-","-","-","-","-","-","-","-","-","-","-","-","-","-","-","-","-","-","-","-","-","-","-","-","-","-","-","-","-","-","-","-","-","-","-","-","-","-"]
["VINNO 6_V6EXP_V6PRO Basic User Manual ES","V30188",8000151,"启用","西班牙版基本用户手册","VINNO 6_V6EXP_V6PRO Basic User Manual ES",null,"海外","ALL",null,1,"Suzhou","-","-","-","-","-","-","-","-","-","-","-","-","-","-","-","-","-","-","-","-","-","-","-","-","-","-","-","-","-","-","-","-","-","-","-","-","-","-","-","-","-","-","-","-","-","-","-","-","-","-","-","-","-","-","-","-","-","-","-","-","-","-","-","-","-","-","O","O","O","O","-","-","-","-","-","-","-","-","-","-","-","-","-","-","-","-","-","-","-","-","-","-","-","-","-","-","-","-","-","-","-","-","-","-","-","-","-","-","-","-","-","-","-","-","-","-","-","-","-","-","-","-","-","-","-"]
["VINNO 6_V6EXP_V6PRO Basic User Manual IT","V30231",8000207,"启用","意大利语基本用户手册","VINNO 6_V6EXP_V6PRO Basic User Manual IT",null,"海外","ALL",null,1,"Suzhou","-","-","-","-","-","-","-","-","-","-","-","-","-","-","-","-","-","-","-","-","-","-","-","-","-","-","-","-","-","-","-","-","-","-","-","-","-","-","-","-","-","-","-","-","-","-","-","-","-","-","-","-","-","-","-","-","-","-","-","-","-","-","-","-","-","-","O","O","O","O","-","-","-","-","-","-","-","-","-","-","-","-","-","-","-","-","-","-","-","-","-","-","-","-","-","-","-","-","-","-","-","-","-","-","-","-","-","-","-","-","-","-","-","-","-","-","-","-","-","-","-","-","-","-","-"]
["VINNO 6_V6EXP_V6PRO Basic User Manual FR","V30250",8000226,"启用","法语版基本用户手册","VINNO 6_V6EXP_V6PRO Basic User Manual FR",null,"海外","ALL",null,1,"Suzhou","-","-","-","-","-","-","-","-","-","-","-","-","-","-","-","-","-","-","-","-","-","-","-","-","-","-","-","-","-","-","-","-","-","-","-","-","-","-","-","-","-","-","-","-","-","-","-","-","-","-","-","-","-","-","-","-","-","-","-","-","-","-","-","-","-","-","O","O","O","O","-","-","-","-","-","-","-","-","-","-","-","-","-","-","-","-","-","-","-","-","-","-","-","-","-","-","-","-","-","-","-","-","-","-","-","-","-","-","-","-","-","-","-","-","-","-","-","-","-","-","-","-","-","-","-"]
["VINNO 6_V6EXP_V6PRO Basic User Manual PT","V30328",8000165,"启用","葡萄牙语基本用户手册","VINNO 6_V6EXP_V6PRO Basic User Manual PT",null,"海外","ALL",null,1,"Suzhou","-","-","-","-","-","-","-","-","-","-","-","-","-","-","-","-","-","-","-","-","-","-","-","-","-","-","-","-","-","-","-","-","-","-","-","-","-","-","-","-","-","-","-","-","-","-","-","-","-","-","-","-","-","-","-","-","-","-","-","-","-","-","-","-","-","-","O","O","O","O","-","-","-","-","-","-","-","-","-","-","-","-","-","-","-","-","-","-","X","-","-","-","-","-","-","-","-","-","-","-","-","-","-","-","-","-","-","-","-","-","-","-","-","-","-","-","-","-","-","-","-","-","-","-","-"]
["VINNO 5EXP Basic User Manual EN","V30098",8000102,"启用","V5EXP英文基本用户手册","VINNO 5EXP Basic User Manual EN",null,"海外","ALL",null,1,"Suzhou","-","-","-","-","-","-","-","-","-","-","-","-","-","-","-","-","-","-","-","-","-","-","-","-","-","-","-","-","-","-","-","-","-","-","-","-","-","-","-","-","-","-","-","-","-","-","-","-","-","-","-","-","-","-","-","-","-","-","-","-","-","-","-","-","-","-","-","-","-","-","X","-","-","-","-","-","-","-","-","-","-","-","-","-","-","-","-","-","-","-","-","-","-","-","-","-","-","-","-","-","-","-","-","-","-","-","-","-","-","-","-","-","-","-","-","-","-","-","-","-","-","-","-","-","-"]
["VINNO 5_V5PRO Basic User Manual DE","V30099",8000103,"启用","V5_V5PRO德语基本用户手册","VINNO 5_V5PRO Basic User Manual DE",null,"海外","ALL",null,1,"Suzhou","-","-","-","-","-","-","-","-","-","-","-","-","-","-","-","-","-","-","-","-","-","-","-","-","-","-","-","-","-","-","-","-","-","-","-","-","-","-","-","-","-","-","-","-","-","-","-","-","-","-","-","-","-","-","-","-","-","-","-","-","-","-","-","-","-","-","-","-","-","-","-","O","O","-","-","-","-","-","-","-","-","-","-","-","-","-","-","-","-","-","-","-","-","-","-","-","-","-","-","-","-","-","-","-","-","-","-","-","-","-","-","-","-","-","-","-","-","-","-","-","-","-","-","-","-"]
["VINNO 5_V5PRO Basic User Manual RU","V30100",8000104,"启用","V5_V5PRO俄语基本用户手册","VINNO 5_V5PRO Basic User Manual RU",null,"海外","ALL",null,1,"Suzhou","-","-","-","-","-","-","-","-","-","-","-","-","-","-","-","-","-","-","-","-","-","-","-","-","-","-","-","-","-","-","-","-","-","-","-","-","-","-","-","-","-","-","-","-","-","-","-","-","-","-","-","-","-","-","-","-","-","-","-","-","-","-","-","-","-","-","-","-","-","-","-","O","O","-","-","-","-","-","-","-","-","-","-","-","-","-","-","-","-","-","-","-","-","-","-","-","-","-","-","-","-","-","-","-","-","-","-","-","-","-","-","-","-","-","-","-","-","-","-","-","-","-","-","-","-"]
["VINNO 5_V5PRO Basic User Manual ES","V30189",8000152,"启用","V5_V5PRO西班牙语基本用户手册","VINNO 5_V5PRO Basic User Manual ES",null,"海外","ALL",null,1,"Suzhou","-","-","-","-","-","-","-","-","-","-","-","-","-","-","-","-","-","-","-","-","-","-","-","-","-","-","-","-","-","-","-","-","-","-","-","-","-","-","-","-","-","-","-","-","-","-","-","-","-","-","-","-","-","-","-","-","-","-","-","-","-","-","-","-","-","-","-","-","-","-","-","O","O","-","-","-","-","-","-","-","-","-","-","-","-","-","-","-","-","-","-","-","-","-","-","-","-","-","-","-","-","-","-","-","-","-","-","-","-","-","-","-","-","-","-","-","-","-","-","-","-","-","-","-","-"]
["VINNO 5_V5PRO Basic User Manual IT","V30230",8000206,"启用","V5_V5PRO意大利语基本用户手册","VINNO 5_V5PRO Basic User Manual IT",null,"海外","ALL",null,1,"Suzhou","-","-","-","-","-","-","-","-","-","-","-","-","-","-","-","-","-","-","-","-","-","-","-","-","-","-","-","-","-","-","-","-","-","-","-","-","-","-","-","-","-","-","-","-","-","-","-","-","-","-","-","-","-","-","-","-","-","-","-","-","-","-","-","-","-","-","-","-","-","-","-","O","O","-","-","-","-","-","-","-","-","-","-","-","-","-","-","-","-","-","-","-","-","-","-","-","-","-","-","-","-","-","-","-","-","-","-","-","-","-","-","-","-","-","-","-","-","-","-","-","-","-","-","-","-"]
["VINNO 5_V5PRO Basic User Manual FR","V30249",8000225,"启用","V5_V5PRO法语基本用户手册","VINNO 5_V5PRO Basic User Manual FR",null,"海外","ALL",null,1,"Suzhou","-","-","-","-","-","-","-","-","-","-","-","-","-","-","-","-","-","-","-","-","-","-","-","-","-","-","-","-","-","-","-","-","-","-","-","-","-","-","-","-","-","-","-","-","-","-","-","-","-","-","-","-","-","-","-","-","-","-","-","-","-","-","-","-","-","-","-","-","-","-","-","O","O","-","-","-","-","-","-","-","-","-","-","-","-","-","-","-","-","-","-","-","-","-","-","-","-","-","-","-","-","-","-","-","-","-","-","-","-","-","-","-","-","-","-","-","-","-","-","-","-","-","-","-","-"]
["VINNO 5_V5PRO Basic User Manual PT","V30329",8000166,"启用","V5_V5PRO葡萄牙语基本用户手册","VINNO 5_V5PRO Basic User Manual PT",null,"海外","ALL",null,1,"Suzhou","-","-","-","-","-","-","-","-","-","-","-","-","-","-","-","-","-","-","-","-","-","-","-","-","-","-","-","-","-","-","-","-","-","-","-","-","-","-","-","-","-","-","-","-","-","-","-","-","-","-","-","-","-","-","-","-","-","-","-","-","-","-","-","-","-","-","-","-","-","-","-","O","O","-","-","-","-","-","-","-","-","-","-","-","-","-","-","-","-","X","-","-","-","-","-","-","-","-","-","-","-","-","-","-","-","-","-","-","-","-","-","-","-","-","-","-","-","-","-","-","-","-","-","-","-"]
["VINNO 5_V5PRO Basic User Manual EN","V30312",8000308,"启用","V5_V5PRO英文基本用户手册","VINNO 5_V5PRO Basic User Manual EN",null,"海外","ALL",null,1,"Suzhou","-","-","-","-","-","-","-","-","-","-","-","-","-","-","-","-","-","-","-","-","-","-","-","-","-","-","-","-","-","-","-","-","-","-","-","-","-","-","-","-","-","-","-","-","-","-","-","-","-","-","-","-","-","-","-","-","-","-","-","-","-","-","-","-","-","-","-","-","-","-","-","X","X","-","-","-","-","-","-","-","-","-","-","-","-","-","-","-","-","-","-","-","-","-","-","-","-","-","-","-","-","-","-","-","-","-","-","-","-","-","-","-","-","-","-","-","-","-","-","-","-","-","-","-","-"]
["VINNO 3_V3EXP_V3PRO Basic User Manual EN","V30313",8000309,"启用","V3_V3EXP_V3PRO英文基本用户手册","VINNO 3_V3EXP_V3PRO Basic User Manual EN",null,"海外","ALL",null,1,"Suzhou","-","-","-","-","-","-","-","-","-","-","-","-","-","-","-","-","-","-","-","-","-","-","-","-","-","-","-","-","-","-","-","-","-","-","-","-","-","-","-","-","-","-","-","-","-","-","-","-","-","-","-","-","-","-","-","-","-","-","-","-","-","-","-","-","-","-","-","-","-","-","-","-","-","X","X","X","-","-","-","-","-","-","-","-","-","-","-","-","-","-","-","-","-","-","-","-","-","-","-","-","-","-","-","-","-","-","-","-","-","-","-","-","-","-","-","-","-","-","-","-","-","-","-","-","-"]
["eZono 5000 Basic User Manual EN","V40014",8000195,"启用","eZono 5000英文基本用户手册","eZono 5000 Basic User Manual EN",null,"海外","ALL",null,1,"Suzhou","-","-","-","-","-","-","-","-","-","-","-","-","-","-","-","-","-","-","-","-","-","-","-","-","-","-","-","-","-","-","-","-","-","-","-","-","-","-","-","-","-","-","-","-","-","-","-","-","-","-","-","-","-","-","-","-","-","-","-","-","-","-","-","-","-","-","-","-","-","-","-","-","-","-","-","-","-","-","-","-","-","-","-","-","-","-","-","-","-","-","-","-","-","-","-","-","-","-","-","-","-","-","-","-","-","-","-","-","-","-","-","-","-","-","-","X","-","-","-","-","-","-","-","-","-"]
["VINNO 8_VINNO 6_VINNO 5_RUA","V30472",8000475,"启用","V8_V6_V5俄语基本用户手册","VINNO 8_VINNO 6_VINNO 5_RUA",null,"海外","ALL",null,1,"Suzhou","-","-","-","-","-","-","-","-","-","-","-","-","-","-","-","-","-","-","-","-","-","-","-","-","-","-","-","-","-","-","-","-","-","-","-","-","-","-","-","-","-","-","-","-","-","-","-","-","-","-","-","-","-","-","-","-","-","-","-","-","-","-","-","-","O","O","O","O","O","O","O","O","O","-","-","-","-","-","-","-","-","-","-","-","-","-","-","-","-","-","-","-","-","-","-","-","-","-","-","-","-","-","-","-","-","-","-","-","-","-","-","-","-","-","-","-","-","-","-","-","-","O","O","O","O"]
["VINNO E3-8T TEE Probe Basic User Manual_EN","V30631",8000514,"启用","VINNO E3-8T TEE 探头英文版操作手册","VINNO E3-8T TEE Probe Basic User Manual_EN",null,"海外","TR/AE/LB/SA/OM/YE/PH/TH/MY/NP/MM/PK/KH/ZA/KE/TZ/UG/RW/BW/MZ/CO/CL/KG/KZ/UZ/TJ/AM/AZ/GE/IL/PS/BD/DZ/GH/ML/LY/SN/RO/BG/AT/CZ/SK/HU/CR",null,1,"Suzhou","-","-","-","-","-","-","-","-","-","-","-","-","-","-","-","-","-","-","-","-","-","-","-","-","-","-","-","-","-","-","-","X","-","-","-","-","-","-","-","-","-","-","-","-","-","-","-","-","-","-","-","-","-","-","-","-","-","-","-","-","-","-","-","-","X","X","-","X","-","-","-","-","-","-","-","-","-","-","-","-","-","-","-","-","-","-","-","-","-","-","-","-","-","-","-","-","-","-","-","-","-","-","-","-","-","-","-","-","-","-","-","-","-","-","-","-","-","-","-","-","-","X","-","-","-"]
["VINNO 10 Basic User Manual EN","V30752",8000557,"启用","VINNO 10 英文基本用户手册","VINNO 10 Basic User Manual EN",null,"海外","ALL",null,1,"Suzhou","-","-","-","-","-","-","-","-","-","-","-","-","-","-","-","-","-","-","-","-","-","-","-","-","-","-","-","-","-","-","-","-","-","-","-","-","-","-","-","-","-","-","-","-","-","-","-","-","-","-","-","-","-","-","-","-","-","-","X","-","-","-","-","-","-","-","-","-","-","-","-","-","-","-","-","-","-","-","-","-","-","-","-","-","-","-","-","-","-","-","-","-","-","-","-","-","-","-","-","-","-","-","-","-","-","-","-","-","-","-","-","-","-","-","-","-","-","-","-","-","-","-","-","-","-"]
["VINNO 10 Basic User Manual IT","V30808",8000633,"启用","VINNO 10 意大利语基本用户手册","VINNO 10 Basic User Manual IT",null,"海外","ALL",null,1,"Suzhou","-","-","-","-","-","-","-","-","-","-","-","-","-","-","-","-","-","-","-","-","-","-","-","-","-","-","-","-","-","-","-","-","-","-","-","-","-","-","-","-","-","-","-","-","-","-","-","-","-","-","-","-","-","-","-","-","-","-","O","-","-","-","-","-","-","-","-","-","-","-","-","-","-","-","-","-","-","-","-","-","-","-","-","-","-","-","-","-","-","-","-","-","-","-","-","-","-","-","-","-","-","-","-","-","-","-","-","-","-","-","-","-","-","-","-","-","-","-","-","-","-","-","-","-","-"]
["VINNO 10 Basic User Manual ES","V30857",8000619,"启用","VINNO 10 西班牙语基本用户手册","VINNO 10 Basic User Manual ES",null,"海外","ALL",null,1,"Suzhou","-","-","-","-","-","-","-","-","-","-","-","-","-","-","-","-","-","-","-","-","-","-","-","-","-","-","-","-","-","-","-","-","-","-","-","-","-","-","-","-","-","-","-","-","-","-","-","-","-","-","-","-","-","-","-","-","-","-","O","-","-","-","-","-","-","-","-","-","-","-","-","-","-","-","-","-","-","-","-","-","-","-","-","-","-","-","-","-","-","-","-","-","-","-","-","-","-","-","-","-","-","-","-","-","-","-","-","-","-","-","-","-","-","-","-","-","-","-","-","-","-","-","-","-","-"]
[]
["Quick Guide (select one)"]
["QuickGuide for VINNO5_VINNO6_VINNO8_RU","V30553",8000533,"启用","俄罗斯版快速手册","QuickGuide for VINNO5_VINNO6_VINNO8_RU",null,"海外","ALL",null,null,"Suzhou","-","-","-","-","-","-","-","-","-","-","-","-","-","-","-","-","-","-","-","-","-","-","-","-","-","-","-","-","-","-","-","-","-","-","-","-","-","-","-","-","-","-","-","-","-","-","-","-","-","-","-","-","-","-","-","-","-","-","-","-","-","-","-","-","-","-","-","-","-","-","-","-","-","-","-","-","-","-","-","-","-","-","-","-","-","-","-","-","-","-","-","-","-","-","-","-","-","-","-","-","-","-","-","-","-","-","-","-","-","-","-","-","-","-","-","-","-","-","-","-","-","-","O","O","O"]
["QuickGuide for VINNO5_VINNO6_VINNO8_PT","V30705",8000610,"启用","葡语版快速手册","QuickGuide for VINNO5_VINNO6_VINNO8_PT",null,"海外","ALL",null,null,"Suzhou","-","-","-","-","-","-","-","-","-","-","-","-","-","-","-","-","-","-","-","-","-","-","-","-","-","-","-","-","-","-","-","-","-","-","-","-","-","-","-","-","-","-","-","-","-","-","-","-","-","-","-","-","-","-","-","-","-","-","-","-","-","-","-","-","-","-","-","-","-","-","-","-","-","-","-","-","-","-","-","-","-","-","-","-","-","-","-","-","O","O","-","-","-","-","-","-","-","-","-","-","-","-","-","-","-","-","-","-","-","-","-","-","-","-","-","-","-","-","-","-","-","-","-","-","-"]
[]
["Optional Features"]
["VSpeckle I","V30598",6000257,"停用","I型组织斑点噪声抑制技术","VSpeckle I",null,"海外/国内","ALL",null,2,"Suzhou","X","X","X","X","X","X","X","X","X","X","X","X","X","-","-","-","-","-","-","-","-","-","-","-","-","-","-","-","-","-","X","X","X","X","X","X","X","X","X","X","X","X","X","X","X","X","X","X","X","X","X","X","X","X","X","X","X","X","-","-","-","-","-","-","X","X","X","X","X","X","X","X","X","X","X","X","X","X","X","X","X","X","X","X","X","X","X","X","X","X","X","X","-","-","-","-","-","X","X","X","X","X","X","X","X","X","X","X","X","X","X","X","X","X","X","X","X","X","X","X","X","X","X","X","X"]
["VSpeckle ","V30209",6000087,"启用","组织斑点噪声抑制","VSpeckle ",null,"海外/国内","ALL",null,2,"Suzhou","X","X","X","X","X","X","X","X","X","X","X","X","X","X","X","X","X","X","X","X","X","X","X","X","X","X","X","X","X","X","X","X","X","X","X","X","X","X","X","X","X","X","X","X","X","X","X","X","X","X","X","X","X","X","X","X","X","X","X","X","X","X","X","X","X","X","X","X","X","X","X","X","X","X","X","X","X","X","X","X","X","X","X","X","X","X","X","X","X","X","X","X","X","X","X","X","X","X","X","X","X","X","X","X","X","X","X","X","X","X","X","X","X","X","X","X","X","X","X","X","X","X","X","X","X"]
["VFusion","V30583",6000241,"启用","复合超声成像","VFusion",null,"海外/国内","ALL",null,2,"Suzhou","X","X","X","X","X","X","X","X","X","X","X","X","X","X","X","X","X","X","X","X","X","X","X","X","X","X","X","X","X","X","X","X","X","X","X","X","X","X","X","X","X","X","X","X","X","X","X","X","X","X","X","X","X","X","X","X","X","X","X","X","X","X","X","X","X","X","X","X","X","X","X","X","X","X","X","X","X","X","X","X","X","X","X","X","X","X","X","X","X","X","X","X","X","X","X","X","X","X","X","X","X","X","X","X","X","X","X","X","X","X","X","X","X","X","X","X","X","X","X","X","X","X","X","X","X"]
["Auto optimization","V30584",6000242,"启用","自动优化功能","Auto optimization",null,"海外/国内","ALL",null,2,"Suzhou","X","X","X","X","X","X","X","X","X","X","X","X","X","X","X","X","X","X","X","X","X","X","X","X","X","X","X","X","X","X","X","X","X","X","X","X","X","X","X","X","X","X","X","X","X","X","X","X","X","X","X","X","X","X","X","X","X","X","X","X","X","X","X","X","X","X","X","X","X","X","X","X","X","X","X","X","X","X","X","X","X","X","X","X","X","X","X","X","X","X","X","X","X","X","X","X","X","X","X","X","X","X","X","X","X","X","X","X","X","X","X","X","X","X","X","X","X","X","X","X","X","X","X","X","X"]
["PWD","V30586",6000244,"启用","脉冲多普勒","PWD",null,"海外/国内","ALL",null,2,"Suzhou","X","X","X","X","X","X","X","X","X","X","X","X","X","X","X","X","X","X","X","X","X","X","X","X","X","X","X","X","X","X","X","X","X","X","X","X","X","X","X","X","X","X","X","X","X","X","X","X","X","X","X","X","X","X","X","X","X","X","X","X","X","X","X","X","X","X","X","X","X","X","X","X","X","X","X","X","X","X","X","X","X","X","X","X","X","X","X","X","X","X","X","X","X","X","X","X","X","X","X","X","X","X","X","X","X","X","X","X","X","X","X","X","X","X","X","X","X","X","X","X","X","X","X","X","X"]
["Readzoom","V30590",6000248,"启用","局部放大","Readzoom",null,"海外/国内","ALL",null,2,"Suzhou","X","X","X","X","X","X","X","X","X","X","X","X","X","X","X","X","X","X","X","X","X","X","X","X","X","X","X","X","X","X","X","X","X","X","X","X","X","X","X","X","X","X","X","X","X","X","X","X","X","X","X","X","X","X","X","X","X","X","X","X","X","X","X","X","X","X","X","X","X","X","X","X","X","X","X","X","X","X","X","X","X","X","X","X","X","X","X","X","X","X","X","X","X","X","X","X","X","X","X","X","X","X","X","X","X","X","X","X","X","X","X","X","X","X","X","X","X","X","X","X","X","X","X","X","X"]
["CFI function","V30591",6000249,"启用","彩色多普勒","CFI function",null,"海外/国内","ALL",null,2,"Suzhou","X","X","X","X","X","X","X","X","X","X","X","X","X","X","X","X","X","X","X","X","X","X","X","X","X","X","X","X","X","X","X","X","X","X","X","X","X","X","X","X","X","X","X","X","X","X","X","X","X","X","X","X","X","X","X","X","X","X","X","X","X","X","X","X","X","X","X","X","X","X","X","X","X","X","X","X","X","X","X","X","X","X","X","X","X","X","X","X","X","X","X","X","X","X","X","X","X","X","X","X","X","X","X","X","X","X","X","X","X","X","X","X","X","X","X","X","X","X","X","X","X","X","X","X","X"]
["PDI function","V30592",6000250,"启用","能量多普勒","PDI function",null,"海外/国内","ALL",null,2,"Suzhou","X","X","X","X","X","X","X","X","X","X","X","X","X","X","X","X","X","X","X","X","X","X","X","X","X","X","X","X","X","X","X","X","X","X","X","X","X","X","X","X","X","X","X","X","X","X","X","X","X","X","X","X","X","X","X","X","X","X","X","X","X","X","X","X","X","X","X","X","X","X","X","X","X","X","X","X","X","X","X","X","X","X","X","X","X","X","X","X","X","X","X","X","X","X","X","X","X","X","X","X","X","X","X","X","X","X","X","X","X","X","X","X","X","X","X","X","X","X","X","X","X","X","X","X","X"]
["CF Velocity Profile","V30593",6000251,"启用","血流速度分布图","CF Velocity Profile",null,"海外/国内","ALL",null,2,"Suzhou","X","X","X","X","X","X","X","X","X","X","X","X","X","X","X","X","X","X","X","X","X","X","X","X","X","X","X","X","X","X","X","X","X","X","X","X","X","X","X","X","X","X","X","X","X","X","X","X","X","X","X","X","X","X","X","X","X","X","X","X","X","X","X","X","X","X","X","X","X","X","X","X","X","X","X","X","X","X","X","X","X","X","X","X","X","X","X","X","X","X","X","X","X","X","X","X","X","X","X","X","X","X","X","X","X","X","X","X","X","X","X","X","X","X","X","X","X","X","X","X","X","X","X","X","X"]
["advanced CFI","V30594",6000252,"启用","高灵敏度彩色多普勒","advanced CFI",null,"海外/国内","ALL",null,2,"Suzhou","X","X","X","X","X","X","X","X","X","X","X","X","X","X","X","X","X","X","X","X","X","X","X","X","X","X","X","X","X","X","X","X","X","X","X","X","X","X","X","X","X","X","X","X","X","X","X","X","-","-","-","-","-","-","-","-","-","-","X","X","X","X","X","X","X","X","X","X","X","X","-","-","-","-","-","-","X","X","X","X","X","X","-","-","-","-","-","-","X","-","X","X","X","X","X","X","X","X","X","X","-","-","X","X","X","-","X","X","X","X","X","X","-","-","-","X","-","-","-","-","-","X","X","X","-"]
["B/Color steer","V30595",6000253,"启用","灰阶与彩色独立偏转","B/Color steer",null,"海外/国内","ALL",null,2,"Suzhou","X","X","X","X","X","X","X","X","X","X","X","X","X","X","X","X","X","X","X","X","X","X","X","X","X","X","X","X","X","X","X","X","X","X","X","X","X","X","X","X","X","X","X","X","X","X","X","X","X","X","X","X","X","X","X","X","X","X","X","X","X","X","X","X","X","X","X","X","X","X","X","X","X","X","X","X","X","X","X","X","X","X","X","X","X","X","X","X","X","X","X","X","X","X","X","X","X","X","X","X","X","X","X","X","X","X","X","X","X","X","X","X","X","X","X","X","X","X","X","X","X","X","X","X","X"]
["Image Clipboard","V30597",6000255,"启用","图像剪贴板功能","Image Clipboard",null,"海外/国内","ALL",null,2,"Suzhou","X","X","X","X","X","X","X","X","X","X","X","X","X","X","X","X","X","X","X","X","X","X","X","X","X","X","X","X","X","X","X","X","X","X","X","X","X","X","X","X","X","X","X","X","X","X","X","X","X","X","X","X","X","X","X","X","X","X","X","X","X","X","X","X","X","X","X","X","X","X","X","X","X","X","X","X","X","X","X","X","X","X","X","X","X","X","X","X","X","X","X","X","X","X","X","X","X","X","X","X","X","X","X","X","X","X","X","X","X","X","X","X","X","X","X","X","X","X","X","X","X","X","X","X","X"]
["VTissue","V30041",3200487,"启用","组织速度特征成像","VTissue",null,"海外/国内","ALL",null,2,"Suzhou","X","X","X","X","X","X","X","X","X","X","X","X","X","X","X","X","X","X","X","X","X","X","X","X","X","X","X","X","X","X","X","X","X","X","X","X","X","X","X","X","X","X","X","X","X","X","X","X","X","X","X","X","X","X","X","X","O","O","X","X","X","X","X","X","X","X","X","X","X","X","O","X","O","O","O","O","X","X","X","X","X","X","X","X","X","X","X","O","X","X","X","X","X","X","X","X","X","X","X","X","X","O","X","X","X","X","X","X","X","X","X","X","X","O","X","X","X","X","X","X","O","X","X","X","X"]
["Easy Compare","V30063",6000028,"启用","记忆追踪对比技术","Easy Compare",null,"海外/国内","ALL",null,2,"Suzhou","X","X","X","X","X","X","X","X","X","X","X","X","X","X","X","X","X","X","X","X","X","X","X","X","X","X","X","X","X","X","X","X","X","X","X","X","X","X","X","X","X","X","X","X","X","X","X","X","X","X","X","X","X","X","X","X","X","X","X","X","X","X","X","X","X","X","X","X","X","X","X","X","X","X","X","X","X","X","X","X","X","X","X","X","X","X","X","X","X","X","X","X","X","X","X","X","X","X","X","X","X","X","X","X","X","X","X","X","X","X","X","X","X","X","X","X","X","X","X","X","X","X","X","X","X"]
["Duplex/Triplex 2D/Color/PW","V30081",6000035,"启用","二同步/三同步图像显示","Duplex/Triplex 2D/Color/PW",null,"海外/国内","ALL",null,2,"Suzhou","X","X","X","X","X","X","X","X","X","X","X","X","X","X","X","X","X","X","X","X","X","X","X","X","X","X","X","X","X","X","X","X","X","X","X","X","X","X","X","X","X","X","X","X","X","X","X","X","X","X","X","X","X","X","X","X","X","X","X","X","X","X","X","X","X","X","X","X","X","X","X","X","X","X","X","X","X","X","X","X","X","X","X","X","X","X","X","X","X","X","X","X","X","X","X","X","X","X","X","X","X","X","X","X","X","X","X","X","X","X","X","X","X","X","X","X","X","X","X","X","X","X","X","X","X"]
["CWD","V30051",6000016,"启用","连续多普勒","CWD",null,"海外/国内","ALL",null,2,"Suzhou","X","X","X","X","X","X","X","X","X","X","X","X","X","X","X","X","X","X","X","X","X","X","X","X","X","X","X","X","X","X","X","X","X","X","X","X","X","X","X","X","X","X","X","X","X","X","X","X","-","-","-","-","-","-","-","-","-","-","X","X","X","X","X","X","X","X","X","X","X","X","O","-","-","-","-","-","X","X","X","X","X","X","-","-","-","-","-","-","X","-","X","X","X","X","X","X","X","X","X","X","-","-","X","X","X","-","X","X","X","X","X","X","-","-","-","X","-","-","-","-","-","X","X","X","-"]
["FULL screen","V30310",6000143,"启用","全屏显示","FULL screen",null,"海外/国内","ALL",null,2,"Suzhou","X","X","X","X","X","X","X","X","X","X","X","X","X","X","X","X","X","X","X","X","X","X","X","X","X","X","X","X","X","X","X","X","X","X","X","X","X","X","X","X","X","X","X","X","X","X","X","X","X","X","X","X","X","X","X","X","X","X","X","X","X","X","X","X","X","X","X","X","X","X","X","X","X","X","X","X","X","X","X","X","X","X","X","X","X","X","X","X","X","X","X","X","X","X","X","X","X","X","X","X","X","X","X","X","X","X","X","X","X","X","X","X","X","X","X","X","X","X","X","X","X","X","X","X","X"]
["Smart Touch Zoom","V30175",6000067,"启用","图像触摸屏缩放操作模式","Smart Touch Zoom",null,"海外/国内","ALL",null,2,"Suzhou","Δ","Δ","Δ","Δ","Δ","Δ","Δ","Δ","Δ","Δ","Δ","Δ","Δ","Δ","Δ","Δ","Δ","Δ","Δ","Δ","Δ","Δ","Δ","Δ","Δ","Δ","Δ","Δ","Δ","Δ","Δ","Δ","Δ","Δ","Δ","Δ","Δ","Δ","Δ","Δ","Δ","Δ","Δ","Δ","Δ","Δ","Δ","Δ","Δ","Δ","Δ","Δ","Δ","Δ","Δ","Δ","Δ","Δ","Δ","Δ","Δ","Δ","Δ","Δ","Δ","Δ","Δ","Δ","Δ","Δ","Δ","Δ","Δ","Δ","Δ","Δ","Δ","Δ","Δ","Δ","Δ","Δ","Δ","Δ","Δ","Δ","Δ","Δ","Δ","Δ","Δ","Δ","Δ","Δ","Δ","Δ","Δ","Δ","Δ","Δ","Δ","Δ","Δ","Δ","Δ","Δ","Δ","Δ","Δ","Δ","Δ","Δ","Δ","Δ","Δ","Δ","Δ","Δ","Δ","Δ","Δ","Δ","Δ","Δ","Δ"]
["B+CF simultaneously ","V30064",6000029,"启用","灰阶与彩色双幅显示","B+CF simultaneously ",null,"海外/国内","ALL",null,2,"Suzhou","X","X","X","X","X","X","X","X","X","X","X","X","X","X","X","X","X","X","X","X","X","X","X","X","X","X","X","X","X","X","X","X","X","X","X","X","X","X","X","X","X","X","X","X","X","X","X","X","X","X","X","X","X","X","X","X","X","X","X","X","X","X","X","X","X","X","X","X","X","X","X","X","X","X","X","X","X","X","X","X","X","X","X","X","X","X","X","X","X","X","X","X","X","X","X","X","X","X","X","X","X","X","X","X","X","X","X","X","X","X","X","X","X","X","X","X","X","X","X","X","X","X","X","X","X"]
["TView ","V30052",6000017,"启用","梯形成像","TView ",null,"海外/国内","ALL",null,2,"Suzhou","X","X","X","X","X","X","X","X","X","X","X","X","X","X","X","X","X","X","X","X","X","X","X","X","X","X","X","X","X","X","X","X","X","X","X","X","X","X","X","X","X","X","X","X","X","X","X","X","X","X","X","X","X","X","X","X","X","X","X","X","X","X","X","X","X","X","X","X","X","X","X","X","X","X","X","X","X","X","X","X","X","X","X","X","X","X","X","X","X","X","X","X","X","X","X","X","X","X","X","X","X","X","X","X","X","X","X","X","X","X","X","X","X","X","X","X","X","X","X","X","X","X","X","X","X"]
["Pview","V30031",3200470,"启用","宽景成像","Pview",null,"海外/国内","ALL",null,2,"Suzhou","X","X","X","X","X","X","X","X","X","X","X","X","X","X","O","O","O","O","O","O","O","O","O","O","O","O","O","O","O","O","O","O","O","O","O","O","O","O","O","O","O","O","O","O","O","O","O","O","O","O","O","O","O","O","O","O","O","O","O","O","O","O","O","O","O","O","O","O","O","O","O","O","O","O","O","O","X","X","X","O","O","O","O","O","O","O","O","O","O","O","X","X","X","O","O","X","O","O","O","O","O","O","O","O","O","O","X","X","X","O","O","O","O","O","O","O","O","O","O","O","O","O","O","O","O"]
["MAM (multi angle M mode)","V30021",6000008,"启用","全方位M型","MAM (multi angle M mode)",null,"海外/国内","ALL",null,2,"Suzhou","X","X","X","X","X","X","X","X","X","X","X","X","X","X","X","X","X","X","X","X","X","X","O","O","O","O","O","O","O","O","X","X","X","X","X","X","X","X","X","X","X","X","X","X","X","X","X","X","O","O","O","O","O","O","O","O","O","O","X","X","X","X","X","X","O","O","O","O","O","O","O","O","O","O","O","O","X","X","X","X","X","X","O","O","O","O","O","O","O","O","X","X","X","X","O","X","O","X","X","X","O","O","O","X","O","O","X","X","X","X","X","X","O","O","O","O","O","O","O","O","O","O","O","O","O"]
["Curve M Mode","V30596",6000254,"启用","曲线解剖M型","Curve M Mode",null,"海外/国内","ALL",null,2,"Suzhou","X","X","X","X","X","X","X","X","X","X","X","X","X","X","X","X","X","X","X","X","X","X","X","X","X","X","X","X","X","X","X","X","X","X","X","X","X","X","X","X","X","X","X","X","X","X","X","X","X","X","X","X","X","X","X","X","X","X","X","X","X","X","X","X","X","X","X","X","X","X","X","X","X","X","X","X","X","X","X","X","X","X","X","X","X","X","X","X","X","X","X","X","X","X","X","X","X","X","X","X","X","X","X","X","X","X","X","X","X","X","X","X","X","X","X","X","X","X","X","X","X","X","X","X","X"]
["Color M mode ","V30061",6000026,"启用","彩色M型","Color M mode ",null,"海外/国内","ALL",null,2,"Suzhou","X","X","X","X","X","X","X","X","X","X","X","X","X","X","X","X","X","X","X","X","X","X","X","X","X","X","X","X","X","X","X","X","X","X","X","X","X","X","X","X","X","X","X","X","X","X","X","X","O","Δ","Δ","Δ","Δ","Δ","Δ","Δ","Δ","Δ","X","X","X","X","X","X","O","O","O","O","O","O","O","O","O","O","O","O","X","X","X","X","X","X","O","Δ","Δ","Δ","Δ","Δ","O","O","X","X","X","X","X","X","X","X","X","X","Δ","Δ","O","X","O","O","X","X","X","X","X","X","Δ","Δ","Δ","O","O","O","Δ","Δ","Δ","O","O","O","O"]
["Tissue Doppler (TD)","V30065",6000030,"启用","组织多普勒","Tissue Doppler (TD)",null,"海外/国内","ALL",null,2,"Suzhou","X","X","X","X","X","X","X","X","X","X","X","X","X","X","X","X","X","X","X","X","X","X","X","X","X","X","X","X","X","X","X","X","X","X","X","X","X","X","X","X","X","X","X","X","X","X","X","X","X","Δ","Δ","Δ","Δ","Δ","Δ","Δ","Δ","Δ","X","X","X","X","X","X","X","X","X","X","X","X","Δ","Δ","Δ","Δ","Δ","Δ","X","X","X","X","X","X","X","Δ","Δ","Δ","Δ","Δ","X","Δ","X","X","X","X","X","X","X","X","X","X","Δ","Δ","X","X","X","Δ","X","X","X","X","X","X","Δ","Δ","Δ","X","X","X","Δ","Δ","Δ","X","X","X","Δ"]
["Tissue Velocity Imaging (TVI)","V30036",3200475,"启用","组织速度成像","Tissue Velocity Imaging (TVI)",null,"海外/国内","ALL",null,2,"Suzhou","X","X","X","X","X","X","X","X","X","X","X","X","X","X","X","X","X","X","X","X","X","X","X","X","X","X","X","X","X","X","X","X","X","X","X","X","X","X","X","X","X","X","X","X","X","X","X","X","X","Δ","Δ","Δ","Δ","Δ","Δ","Δ","Δ","Δ","X","X","X","X","X","X","O","O","O","O","O","O","Δ","Δ","Δ","Δ","Δ","Δ","X","X","X","X","X","X","X","Δ","Δ","Δ","Δ","Δ","O","Δ","X","X","X","X","X","X","X","X","X","X","Δ","Δ","O","X","O","Δ","X","X","X","X","X","X","Δ","Δ","Δ","O","X","X","Δ","Δ","Δ","O","O","O","Δ"]
["Tissue Velocity M-mode (TVM)","V30039",3200483,"启用","组织速度M型","Tissue Velocity M-mode (TVM)",null,"海外/国内","ALL",null,2,"Suzhou","X","X","X","X","X","X","X","X","X","X","X","X","X","X","O","O","O","O","O","O","O","O","O","O","O","O","O","O","O","O","X","X","X","X","X","X","X","X","X","X","X","X","O","O","O","O","Δ","Δ","O","Δ","Δ","Δ","Δ","Δ","Δ","Δ","Δ","Δ","O","O","O","O","O","O","O","O","O","O","O","O","Δ","Δ","Δ","Δ","Δ","Δ","X","X","X","X","X","O","O","Δ","Δ","Δ","Δ","Δ","O","Δ","X","X","X","O","O","X","O","X","O","O","Δ","Δ","O","X","O","Δ","X","X","X","X","X","O","Δ","Δ","Δ","O","O","O","Δ","Δ","Δ","O","O","O","Δ"]
["Tissue Power Imaging (TPI)","V30170",6000069,"启用","组织多普勒能量图","Tissue Power Imaging (TPI)",null,"海外/国内","ALL",null,2,"Suzhou","O","Δ","Δ","O","Δ","Δ","Δ","Δ","O","Δ","O","Δ","Δ","Δ","Δ","Δ","Δ","Δ","Δ","Δ","Δ","Δ","Δ","Δ","Δ","Δ","Δ","Δ","Δ","Δ","Δ","Δ","Δ","Δ","Δ","Δ","Δ","Δ","Δ","Δ","Δ","Δ","Δ","Δ","Δ","Δ","Δ","Δ","Δ","Δ","Δ","Δ","Δ","Δ","Δ","Δ","Δ","Δ","Δ","Δ","Δ","Δ","Δ","Δ","Δ","Δ","Δ","Δ","Δ","Δ","Δ","Δ","Δ","Δ","Δ","Δ","O","Δ","Δ","Δ","Δ","Δ","Δ","Δ","Δ","Δ","Δ","Δ","Δ","Δ","O","Δ","Δ","Δ","Δ","Δ","Δ","Δ","Δ","Δ","Δ","Δ","Δ","Δ","Δ","Δ","O","O","Δ","Δ","Δ","Δ","Δ","Δ","Δ","Δ","Δ","Δ","Δ","Δ","Δ","Δ","Δ","Δ","Δ"]
["Auto IMT","V30033",3200472,"启用","颈动脉内中膜自动测量","Auto IMT",null,"海外/国内","ALL",null,2,"Suzhou","X","X","X","X","X","X","X","X","X","X","X","X","X","X","X","X","X","X","X","X","X","X","O","O","O","O","O","O","O","O","X","X","X","X","X","X","X","X","X","X","X","X","O","O","O","O","O","O","O","O","O","O","O","O","O","O","O","O","X","X","X","X","X","X","X","X","X","X","X","X","O","O","O","O","O","O","X","X","X","X","X","O","O","O","O","O","O","O","X","O","X","X","X","X","O","X","O","X","O","O","Δ","O","X","X","X","O","X","X","X","X","X","O","Δ","O","O","X","O","O","O","O","O","X","X","X","O"]
["Auto EF","V30149",6000062,"启用","左心室射血分数自动测量包","Auto EF",null,"海外/国内","ALL",null,2,"Suzhou","X","X","X","X","X","X","X","X","X","X","X","X","X","X","O","O","O","O","O","O","O","O","O","O","O","O","O","O","O","O","X","X","X","X","X","X","X","X","X","X","X","X","O","O","O","O","O","O","O","O","O","O","O","O","O","O","O","O","X","X","X","X","X","X","O","O","O","O","O","O","O","O","O","O","O","O","X","X","X","X","X","O","O","O","O","O","O","O","O","O","X","X","X","O","O","X","O","X","O","O","O","O","O","X","O","O","X","X","X","X","X","O","O","O","O","O","O","O","O","O","O","O","O","O","O"]
["Auto OB","V30171",6000070,"启用","产科自动测量","Auto OB",null,"海外/国内","ALL",null,2,"Suzhou","X","X","X","X","X","X","X","X","X","X","X","X","X","X","X","X","X","X","X","X","X","X","X","X","X","X","X","X","X","X","X","X","X","X","X","X","X","X","X","X","X","X","X","X","X","X","X","X","X","X","X","X","X","X","X","X","X","X","X","X","X","X","X","X","X","X","X","X","X","X","X","X","X","X","X","X","X","X","X","X","X","X","X","X","X","X","X","X","X","X","X","X","X","X","X","X","X","X","X","X","X","X","X","X","X","X","X","X","X","X","X","X","X","X","X","X","X","X","X","X","X","X","X","X","X"]
["Auto Bladder","V30172",6000071,"启用","膀胱自动测量","Auto Bladder",null,"海外/国内","ALL",null,2,"Suzhou","X","X","X","X","X","X","X","X","X","X","X","X","X","X","X","X","X","X","X","X","X","X","X","X","X","X","X","X","X","X","X","X","X","X","X","X","X","X","X","X","X","X","X","X","X","X","X","X","X","X","X","X","X","X","X","X","X","X","X","X","X","X","X","X","X","X","X","X","X","X","X","X","X","X","X","X","X","X","X","X","X","X","X","X","X","X","X","X","X","X","X","X","X","X","X","X","X","X","X","X","X","X","X","X","X","X","X","X","X","X","X","X","X","X","X","X","X","X","X","X","X","X","X","X","X"]
["Elastic imaging","V30053",6000018,"启用","Elastic imaging压力式弹性成像","Elastic imaging",null,"海外/国内","ALL",null,2,"Suzhou","X","X","X","X","X","X","X","X","X","X","X","X","X","X","X","X","X","X","X","X","X","X","X","X","X","X","X","X","X","X","X","X","X","X","X","X","X","X","X","X","X","X","X","X","X","X","X","X","Δ","Δ","Δ","Δ","Δ","Δ","Δ","Δ","Δ","Δ","X","-","-","-","-","-","O","O","O","O","O","O","Δ","Δ","Δ","Δ","Δ","Δ","X","X","X","X","X","X","Δ","Δ","Δ","Δ","Δ","Δ","O","Δ","X","X","X","X","X","X","X","X","X","X","Δ","Δ","O","X","O","Δ","X","X","X","X","X","X","O","Δ","Δ","O","Δ","Δ","Δ","Δ","Δ","O","O","O","Δ"]
["Contrast imaging","V30054",6000019,"启用","CBI微泡造影成像(包含PPI造影分析)","Contrast imaging",null,"海外/国内","ALL",null,2,"Suzhou","X","O","X","X","O","O","O","O","X","O","X","O","O","-","O","O","O","O","O","O","O","O","Δ","Δ","Δ","Δ","Δ","Δ","Δ","Δ","O","O","O","O","O","O","O","O","O","O","O","O","Δ","Δ","Δ","Δ","Δ","Δ","Δ","Δ","Δ","Δ","Δ","Δ","Δ","Δ","Δ","Δ","X","-","-","-","-","-","O","O","Δ","Δ","Δ","Δ","Δ","Δ","Δ","Δ","Δ","Δ","X","O","O","O","O","Δ","Δ","Δ","Δ","Δ","Δ","Δ","Δ","Δ","X","O","O","Δ","Δ","O","Δ","O","Δ","Δ","Δ","Δ","Δ","O","Δ","Δ","X","X","O","O","O","Δ","Δ","Δ","Δ","Δ","Δ","Δ","Δ","Δ","Δ","O","O","Δ","Δ"]
["VFlash","V30176",6000072,"启用","声动力成像","VFlash",null,"海外/国内","ALL",null,2,"Suzhou","-","-","-","-","-","-","-","-","-","-","-","-","-","-","-","-","-","-","-","-","-","-","-","-","-","-","-","-","-","-","-","-","-","-","-","-","-","-","-","-","-","-","-","-","-","-","-","-","-","-","-","-","-","-","-","-","-","-","-","-","-","-","-","-","-","-","-","-","-","-","-","-","-","-","-","-","-","-","-","-","-","-","-","-","-","-","-","-","-","-","-","-","-","-","-","-","-","-","-","-","-","-","-","-","-","-","-","-","-","-","-","-","-","-","-","-","-","-","-","-","-","-","-","-","-"]
["Needle enhancement","V30080",6000034,"启用","穿刺增强","Needle enhancement",null,"海外/国内","ALL",null,2,"Suzhou","O","O","O","O","O","O","O","O","O","O","O","O","O","X","X","X","X","X","X","X","X","X","O","O","O","O","O","O","O","O","O","O","O","O","O","O","O","O","O","O","O","O","O","O","O","O","O","O","O","O","O","O","O","O","O","O","O","O","X","X","X","X","X","X","O","O","O","O","O","O","O","O","O","O","O","O","O","O","O","O","O","O","O","O","O","O","O","O","O","O","O","O","X","X","O","X","O","O","O","O","O","O","O","O","O","O","O","O","O","O","O","O","O","O","O","O","O","O","O","O","O","O","O","O","O"]
["SGC (Scanline gain compensation) ","V30107",6000050,"启用","扫描增益补偿","SGC (Scanline gain compensation) ",null,"海外/国内","ALL",null,2,"Suzhou","X","X","X","X","X","X","X","X","X","X","X","X","X","X","X","X","X","X","X","X","X","X","X","X","X","X","X","X","X","X","X","X","X","X","X","X","X","X","X","X","X","X","X","X","X","X","X","X","X","X","X","X","X","X","X","X","X","X","X","O","O","O","O","O","O","O","O","O","O","O","O","O","O","O","O","O","X","X","X","X","X","X","X","X","X","X","X","X","O","O","X","X","X","X","X","X","X","X","X","X","X","X","O","X","O","O","X","X","X","X","X","X","X","X","X","O","X","X","X","X","X","O","O","O","O"]
["Tutorials","V30195",6000079,"启用","超声教学功能","Tutorials",null,"海外/国内","ALL",null,2,"Suzhou","X","X","X","X","X","X","X","X","X","X","X","X","X","X","X","X","X","X","X","X","X","X","X","X","X","X","X","X","X","X","X","X","X","X","X","X","X","X","X","X","X","X","X","X","X","X","X","X","X","X","X","X","X","X","X","X","X","X","X","X","X","X","X","X","X","X","X","X","X","X","X","X","X","X","X","X","X","X","X","X","X","X","X","X","X","X","X","X","X","X","X","X","X","X","X","X","X","X","X","X","X","X","X","X","X","X","X","X","X","X","X","X","X","X","X","X","X","X","X","X","X","X","X","X","X"]
["PWV","V30210",6000088,"启用","脉搏波定量分析","PWV",null,"海外/国内","ALL",null,2,"Suzhou","O","O","O","O","O","O","O","O","O","O","O","O","Δ","O","Δ","Δ","Δ","Δ","Δ","Δ","Δ","Δ","Δ","Δ","Δ","Δ","Δ","Δ","Δ","Δ","Δ","Δ","Δ","Δ","Δ","Δ","Δ","Δ","Δ","Δ","Δ","Δ","Δ","Δ","Δ","Δ","Δ","Δ","Δ","Δ","Δ","Δ","Δ","Δ","Δ","Δ","Δ","Δ","O","-","-","-","-","-","O","O","Δ","Δ","Δ","Δ","Δ","Δ","Δ","Δ","Δ","Δ","O","O","Δ","Δ","Δ","Δ","Δ","Δ","Δ","Δ","Δ","Δ","Δ","Δ","O","Δ","O","Δ","Δ","O","Δ","Δ","Δ","Δ","Δ","Δ","Δ","Δ","Δ","Δ","O","O","Δ","Δ","Δ","Δ","Δ","Δ","Δ","Δ","Δ","Δ","Δ","Δ","Δ","O","O","Δ","Δ"]
["AMAS( Automatic measurement of Arterial stiffness )","V30354",6000167,"启用","整体动脉僵硬度自动测量系统","AMAS( Automatic measurement of Arterial stiffness )",null,"海外/国内","ALL",null,2,"Suzhou","O","O","O","O","O","O","O","O","O","O","O","O","O","O","Δ","Δ","Δ","Δ","Δ","Δ","Δ","Δ","Δ","Δ","Δ","Δ","Δ","Δ","Δ","Δ","Δ","Δ","Δ","Δ","Δ","Δ","Δ","Δ","Δ","Δ","Δ","Δ","Δ","Δ","Δ","Δ","Δ","Δ","Δ","Δ","Δ","Δ","Δ","Δ","Δ","Δ","Δ","Δ","O","O","O","O","O","O","Δ","Δ","Δ","Δ","Δ","Δ","Δ","Δ","Δ","Δ","Δ","Δ","O","O","O","Δ","Δ","Δ","Δ","Δ","Δ","Δ","Δ","Δ","Δ","Δ","Δ","Δ","O","Δ","Δ","O","Δ","Δ","Δ","Δ","Δ","Δ","Δ","Δ","Δ","Δ","Δ","O","Δ","Δ","Δ","Δ","Δ","Δ","Δ","Δ","Δ","Δ","Δ","Δ","Δ","Δ","Δ","Δ","Δ"]
["Stress Echo","V30211",6000089,"启用","负荷成像","Stress Echo",null,"海外/国内","ALL",null,2,"Suzhou","X","X","X","X","X","X","X","X","X","X","X","X","X","X","O","O","O","O","O","O","O","O","O","O","O","O","O","O","O","O","O","O","O","O","O","O","O","O","O","O","O","O","O","O","O","O","O","O","O","O","O","O","O","O","O","O","O","O","X","O","O","O","O","O","X","X","O","O","O","O","O","O","O","O","O","O","X","X","X","O","O","O","O","O","O","O","O","O","O","O","X","X","X","O","O","X","O","O","O","O","O","O","O","O","O","O","X","X","X","O","O","O","O","O","O","O","O","O","O","O","O","X","X","O","O"]
["2D auto follicle","V30212",6000090,"启用","二维卵泡自动测量","2D auto follicle",null,"海外/国内","ALL",null,2,"Suzhou","X","X","X","X","X","X","X","X","X","X","X","X","X","X","X","X","X","X","X","X","X","X","O","O","O","O","O","O","O","O","X","X","X","X","X","X","X","X","X","X","X","X","O","O","O","O","O","O","O","O","O","O","O","O","O","O","O","O","O","O","O","O","O","O","O","O","O","O","O","O","O","O","O","O","O","O","X","X","X","X","X","O","O","O","O","O","O","O","O","O","X","X","X","X","O","X","O","X","O","O","O","O","O","X","O","O","X","X","X","X","X","O","O","O","O","O","O","O","O","O","O","O","O","O","O"]
["HSG","V30215",6000092,"启用","输卵管容积造影","HSG",null,"海外/国内","ALL",null,2,"Suzhou","X","X","X","X","X","X","X","X","X","X","X","X","X","Δ","Δ","Δ","Δ","Δ","Δ","Δ","Δ","Δ","Δ","Δ","Δ","Δ","Δ","Δ","Δ","Δ","X","X","X","X","X","X","X","X","X","X","X","X","X","X","X","X","X","X","X","X","X","X","X","X","X","X","X","X","Δ","-","-","-","-","-","X","X","X","X","X","X","X","X","X","X","X","X","X","X","X","X","X","X","X","X","X","X","X","X","X","X","X","X","Δ","Δ","Δ","Δ","Δ","X","X","X","X","X","X","X","X","X","X","X","X","X","X","X","X","X","X","X","X","X","X","X","X","X","X","X","X"]
["VINNO  Cardiac Quantification","V30291",6000101,"启用","辅助诊疗功能","VINNO   Cardiac Quantification",null,"海外/国内","ALL",null,2,"Suzhou","O","O","O","O","O","O","O","O","O","O","O","O","O","O","O","O","O","O","O","O","O","O","O","O","O","O","O","O","O","O","O","O","O","O","O","O","O","O","O","O","O","O","O","O","O","O","O","O","O","O","O","O","O","O","O","O","O","O","O","O","O","O","O","O","O","O","O","O","O","O","O","O","O","O","O","O","O","O","O","O","O","O","O","O","O","O","O","O","O","O","O","O","O","O","O","O","O","O","O","O","O","O","O","O","O","O","O","O","O","O","O","O","O","O","O","O","O","O","O","O","O","O","O","O","O"]
["Zone Imaging","V30303",6000132,"启用","全御相关成像","Zone Imaging",null,"海外/国内","ALL",null,2,"Suzhou","X","X","X","X","X","X","X","X","X","X","X","X","X","X","X","X","X","X","X","X","X","X","X","X","X","X","X","X","X","X","X","X","X","X","X","X","X","X","X","X","X","X","-","-","-","-","-","-","-","-","-","-","-","-","-","-","-","-","X","X","X","X","X","X","X","X","-","-","-","-","-","-","-","-","-","-","X","X","X","X","X","-","-","-","-","-","-","-","-","-","X","X","X","X","X","X","X","X","-","-","-","-","-","X","-","-","X","X","X","X","X","-","-","-","-","-","-","-","-","-","-","X","X","-","-"]
[" VFlow","V30355",6000168,"启用","高灵敏度血流"," VFlow",null,"海外/国内","ALL",null,2,"Suzhou","X","X","X","X","X","X","X","X","X","X","X","X","X","X","X","X","X","X","X","X","X","X","X","X","X","X","X","X","X","X","X","X","X","X","X","X","X","X","X","X","X","X","-","-","-","-","-","-","-","-","-","-","-","-","-","-","-","-","X","X","X","X","X","X","X","X","-","-","-","-","-","-","-","-","-","-","X","X","X","X","X","-","-","-","-","-","-","-","-","-","X","X","X","X","X","X","X","X","-","-","-","-","-","X","-","-","X","X","X","X","X","-","-","-","-","-","-","-","-","-","-","X","X","-","-"]
["Strain Imaging","V30356",6000169,"启用","应变成像","Strain Imaging",null,"海外/国内","ALL",null,2,"Suzhou","X","X","X","X","X","X","X","X","X","X","X","X","X","O","O","O","O","O","O","O","O","O","O","O","O","O","O","O","O","O","O","O","O","O","O","O","O","O","O","O","O","O","O","O","O","O","O","O","Δ","Δ","Δ","Δ","Δ","Δ","Δ","Δ","Δ","Δ","X","O","O","O","O","O","X","X","O","O","O","O","O","Δ","Δ","Δ","Δ","Δ","X","X","X","O","O","O","Δ","Δ","Δ","Δ","Δ","Δ","O","Δ","X","X","O","O","O","O","O","O","O","O","Δ","Δ","O","O","O","Δ","X","X","X","O","O","O","Δ","Δ","Δ","O","Δ","Δ","Δ","Δ","Δ","X","X","O","Δ"]
["VAid (Real-time Auto Breast Lesion Detection)","V30357",6000170,"启用","乳腺自动化病灶辅助检测","VAid (Real-time Auto Breast Lesion Detection)",null,"海外/国内","ALL",null,2,"Suzhou","O","O","O","O","O","O","O","O","O","O","O","O","O","O","Δ","Δ","Δ","Δ","Δ","Δ","Δ","Δ","Δ","Δ","Δ","Δ","Δ","Δ","Δ","Δ","O","O","O","O","O","O","O","O","O","O","O","Δ","Δ","Δ","Δ","Δ","Δ","Δ","Δ","Δ","Δ","Δ","Δ","Δ","Δ","Δ","Δ","Δ","O","O","O","O","O","O","O","O","O","O","O","O","O","O","O","Δ","Δ","Δ","O","O","O","O","O","Δ","Δ","Δ","Δ","Δ","Δ","Δ","Δ","Δ","O","O","O","Δ","Δ","O","Δ","O","Δ","Δ","Δ","Δ","O","O","O","O","O","O","O","O","O","Δ","Δ","Δ","Δ","O","Δ","Δ","Δ","Δ","Δ","O","O","O","O"]
["VAid Liver","V30616",6000274,"启用","肝脏自动检测分析","VAid Liver",null,"海外/国内","ALL",null,2,"SuZhou","O","O","O","O","O","O","O","O","-","-","-","-","-","O","-","-","-","-","-","-","-","-","-","-","-","-","-","-","-","-","-","-","-","-","-","-","-","-","-","-","-","-","-","-","-","-","-","-","-","-","-","-","-","-","-","-","-","-","O","O","O","O","O","O","-","-","-","-","-","-","-","-","-","-","-","-","O","O","-","-","-","-","-","-","-","-","-","-","-","-","-","-","O","-","-","O","-","-","-","-","-","-","-","-","-","-","-","-","-","-","-","-","-","-","-","-","-","-","-","-","-","-","-","-","-"]
["VAid Thyroid","V30617",6000275,"启用","甲状腺自动检测分析","VAid Thyroid",null,"海外/国内","ALL",null,2,"SuZhou","O","O","O","O","O","O","O","O","-","-","-","-","-","O","-","-","-","-","-","-","-","-","-","-","-","-","-","-","-","-","-","-","-","-","-","-","-","-","-","-","-","-","-","-","-","-","-","-","-","-","-","-","-","-","-","-","-","-","O","O","O","O","O","O","-","-","-","-","-","-","-","-","-","-","-","-","O","O","-","-","-","-","-","-","-","-","-","-","-","-","-","-","O","O","O","O","O","-","-","-","-","-","-","-","-","-","-","-","-","-","-","-","-","-","-","-","-","-","-","-","-","-","-","-","-"]
["VReport","V30363",6000173,"启用","VReport","VReport",null,"海外/国内","ALL",null,2,"Suzhou","O","O","O","O","O","O","O","O","O","O","O","O","O","X","O","O","O","O","O","O","O","O","O","O","O","O","O","O","O","O","O","O","O","O","O","O","O","O","O","O","O","O","O","O","O","O","O","O","O","O","O","O","O","O","O","O","O","O","O","O","O","O","O","O","O","O","O","O","O","O","O","O","O","O","O","O","O","O","O","O","O","O","O","O","O","O","O","O","O","O","O","O","X","O","O","X","O","O","O","O","O","O","O","O","O","O","O","O","O","O","O","O","O","O","O","O","O","O","O","O","O","O","O","O","O"]
["VSPORT","V30386",6000177,"启用","运动版","VSPORT",null,"海外/国内","ALL",null,2,"Suzhou","-","-","-","-","-","-","-","-","-","-","-","-","-","-","-","-","-","-","-","-","-","-","-","-","-","-","-","-","-","-","-","-","-","-","-","-","-","-","-","-","-","-","-","-","-","-","-","-","-","-","-","-","-","-","-","-","-","-","-","-","-","-","-","-","-","-","-","-","-","-","-","-","-","-","-","-","-","-","-","-","-","-","-","-","-","-","-","-","-","-","-","-","-","-","-","-","-","-","-","-","-","-","-","-","-","-","-","-","-","-","-","-","-","-","-","-","-","-","-","-","-","-","-","-","-"]
["Emergency","V30463",6000186,"启用","急诊-POC","Emergency",null,"海外/国内","ALL",null,2,"Suzhou","-","-","-","-","-","-","-","-","-","-","-","-","-","-","-","-","-","-","-","-","-","-","-","-","-","-","-","-","-","-","-","-","-","-","-","-","-","-","-","-","-","-","-","-","-","-","-","-","-","-","-","-","-","-","-","-","-","-","-","-","X","-","-","-","X","X","X","X","X","X","X","X","X","X","X","X","-","-","-","-","-","-","-","-","-","-","-","-","X","X","-","-","-","-","-","-","-","-","-","-","-","-","X","-","X","X","-","-","-","-","-","-","-","-","-","X","-","-","-","-","-","X","X","X","X"]
["Nephrology","V30464",6000187,"启用","肾内（血管通路）-POC","Nephrology",null,"海外/国内","ALL",null,2,"Suzhou","-","-","-","-","-","-","-","-","-","-","-","-","-","-","-","-","-","-","-","-","-","-","-","-","-","-","-","-","-","-","-","-","-","-","-","-","-","-","-","-","-","-","-","-","-","-","-","-","-","-","-","-","-","-","-","-","-","-","-","-","X","-","-","-","X","X","X","X","X","X","X","X","X","X","X","X","-","-","-","-","-","-","-","-","-","-","-","-","X","X","-","-","-","-","-","-","-","-","-","-","-","-","X","-","X","X","-","-","-","-","-","-","-","-","-","X","-","-","-","-","-","X","X","X","X"]
["ICU","V30465",6000188,"启用","重症-POC","ICU",null,"海外/国内","ALL",null,2,"Suzhou","-","-","-","-","-","-","-","-","-","-","-","-","-","-","-","-","-","-","-","-","-","-","-","-","-","-","-","-","-","-","-","-","-","-","-","-","-","-","-","-","-","-","-","-","-","-","-","-","-","-","-","-","-","-","-","-","-","-","-","-","X","-","-","-","X","X","X","X","X","X","X","X","X","X","X","X","-","-","-","-","-","-","-","-","-","-","-","-","X","X","-","-","-","-","-","-","-","-","-","-","-","-","X","-","X","X","-","-","-","-","-","-","-","-","-","X","-","-","-","-","-","X","X","X","X"]
["anesthesia package","V30419",6000182,"启用","神经麻醉包-POC","anesthesia package",null,"海外/国内","ALL",null,2,"Suzhou","-","-","-","-","-","-","-","-","-","-","-","-","-","-","-","-","-","-","-","-","-","-","-","-","-","-","-","-","-","-","-","-","-","-","-","-","-","-","-","-","-","-","-","-","-","-","-","-","-","-","-","-","-","-","-","-","-","-","-","-","X","-","-","-","X","X","X","X","X","X","X","X","X","X","X","X","-","-","-","-","-","-","-","-","-","-","-","-","X","X","-","-","-","-","-","-","-","-","-","-","-","-","X","-","X","X","-","-","-","-","-","-","-","-","-","X","-","-","-","-","-","X","X","X","X"]
["MSK package","V30361",6000172,"启用","MSK包-POC","MSK package",null,"海外/国内","ALL",null,2,"Suzhou","-","-","-","-","X","X","X","X","-","-","-","-","X","X","X","X","X","X","X","X","X","X","X","X","X","X","X","X","X","X","-","X","X","X","X","X","-","X","X","X","X","X","X","X","X","X","X","X","X","X","X","X","X","X","X","X","X","X","X","-","X","-","-","-","X","X","X","X","X","X","X","X","X","X","X","X","-","X","X","X","X","X","X","X","X","X","X","X","X","X","-","X","X","X","X","X","X","X","X","X","X","X","X","X","X","X","-","-","X","X","X","X","X","X","X","X","X","X","X","X","X","X","X","X","X"]
["VAid VTI","V30761",6000307,"启用","自动左室流出道时间速度积分","VAid VTI",null,"海外/国内","ALL",null,2,"Suzhou","-","-","-","-","-","-","-","-","-","-","-","-","-","-","-","-","-","-","-","-","-","-","-","-","-","-","-","-","-","-","-","-","-","-","-","-","-","-","-","-","-","-","-","-","-","-","-","-","-","-","-","-","-","-","-","-","-","-","O","-","-","-","-","-","-","-","-","-","-","-","-","-","-","-","-","-","-","-","-","-","-","-","-","-","-","-","-","-","-","-","-","-","-","-","-","-","-","-","-","-","-","-","-","-","-","-","-","-","-","-","-","-","-","-","-","-","-","-","-","-","-","-","-","-","-"]
["VAid IVC","V30762",6000308,"启用","自动下腔静脉塌陷率","VAid IVC",null,"海外/国内","ALL",null,2,"Suzhou","-","-","-","-","-","-","-","-","-","-","-","-","-","-","-","-","-","-","-","-","-","-","-","-","-","-","-","-","-","-","-","-","-","-","-","-","-","-","-","-","-","-","-","-","-","-","-","-","-","-","-","-","-","-","-","-","-","-","O","-","-","-","-","-","-","-","-","-","-","-","-","-","-","-","-","-","-","-","-","-","-","-","-","-","-","-","-","-","-","-","-","-","-","-","-","-","-","-","-","-","-","-","-","-","-","-","-","-","-","-","-","-","-","-","-","-","-","-","-","-","-","-","-","-","-"]
["Auto DFR","V30764",6000310,"启用","自动舒张功能","Auto DFR",null,"海外/国内","ALL",null,2,"Suzhou","-","-","-","-","-","-","-","-","-","-","-","-","-","-","-","-","-","-","-","-","-","-","-","-","-","-","-","-","-","-","-","-","-","-","-","-","-","-","-","-","-","-","-","-","-","-","-","-","-","-","-","-","-","-","-","-","-","-","-","-","-","-","-","-","-","-","-","-","-","-","-","-","-","-","-","-","-","-","-","-","-","-","-","-","-","-","-","-","-","-","-","-","-","-","-","-","-","-","-","-","-","-","-","-","-","-","-","-","-","-","-","-","-","-","-","-","-","-","-","-","-","-","-","-","-"]
["Auto DPF","V30765",6000311,"启用","自动膈肌功能评估","Auto DPF",null,"海外/国内","ALL",null,2,"Suzhou","-","-","-","-","-","-","-","-","-","-","-","-","-","-","-","-","-","-","-","-","-","-","-","-","-","-","-","-","-","-","-","-","-","-","-","-","-","-","-","-","-","-","-","-","-","-","-","-","-","-","-","-","-","-","-","-","-","-","O","-","-","-","-","-","-","-","-","-","-","-","-","-","-","-","-","-","-","-","-","-","-","-","-","-","-","-","-","-","-","-","-","-","-","-","-","-","-","-","-","-","-","-","-","-","-","-","-","-","-","-","-","-","-","-","-","-","-","-","-","-","-","-","-","-","-"]
["POC（Point of Care）","V30785",6000319,"停用","POC包","POC package",null,"海外/国内","ALL",null,2,"Suzhou","-","-","-","-","-","-","-","-","-","-","-","-","-","-","-","-","-","-","-","-","-","-","-","-","-","-","-","-","-","-","-","-","-","-","-","-","-","-","-","-","-","-","-","-","-","-","-","-","-","-","-","-","-","-","-","-","-","-","-","-","-","-","-","-","-","-","-","-","-","-","-","-","-","-","-","-","-","-","-","-","-","-","-","-","-","-","-","-","-","-","-","-","-","-","-","-","-","-","-","-","-","-","-","-","-","-","-","-","-","-","-","-","-","-","-","-","-","-","-","-","-","-","-","-","-"]
["POC Work flow","V30767",6000313,"启用","POC流程工具","POC Work flow",null,"海外/国内","ALL",null,2,"Suzhou","-","-","-","-","-","-","-","-","-","-","-","-","-","-","-","-","-","-","-","-","-","-","-","-","-","-","-","-","-","-","-","-","-","-","-","-","-","-","-","-","-","-","-","-","-","-","-","-","-","-","-","-","-","-","-","-","-","-","O","-","-","-","-","-","-","-","-","-","-","-","-","-","-","-","-","-","-","-","-","-","-","-","-","-","-","-","-","-","-","-","-","-","-","-","-","-","-","-","-","-","-","-","-","-","-","-","-","-","-","-","-","-","-","-","-","-","-","-","-","-","-","-","-","-","-"]
["Auto B-line","V30763",6000309,"启用","自动B线","Auto B-line",null,"海外/国内","ALL",null,2,"Suzhou","-","-","-","-","-","-","-","-","-","-","-","-","-","-","-","-","-","-","-","-","-","-","-","-","-","-","-","-","-","-","-","-","-","-","-","-","-","-","-","-","-","-","-","-","-","-","-","-","-","-","-","-","-","-","-","-","-","-","-","-","-","-","-","-","-","-","-","-","-","-","-","-","-","-","-","-","-","-","-","-","-","-","-","-","-","-","-","-","-","-","-","-","-","-","-","-","-","-","-","-","-","-","-","-","-","-","-","-","-","-","-","-","-","-","-","-","-","-","-","-","-","-","-","-","-"]
["Auto Nerve","V30766 ",6000312,"启用","自动神经识别","Auto Nerve",null,"海外/国内","ALL",null,2,"Suzhou","-","-","-","-","-","-","-","-","-","-","-","-","-","-","-","-","-","-","-","-","-","-","-","-","-","-","-","-","-","-","-","-","-","-","-","-","-","-","-","-","-","-","-","-","-","-","-","-","-","-","-","-","-","-","-","-","-","-","-","-","-","-","-","-","-","-","-","-","-","-","-","-","-","-","-","-","-","-","-","-","-","-","-","-","-","-","-","-","-","-","-","-","-","-","-","-","-","-","-","-","-","-","-","-","-","-","-","-","-","-","-","-","-","-","-","-","-","-","-","-","-","-","-","-","-"]
["Auto Pleura ","V30781",6000317,"启用","胸膜自动识别","Auto Pleura ",null,"海外/国内","ALL",null,2,"Suzhou","-","-","-","-","-","-","-","-","-","-","-","-","-","-","-","-","-","-","-","-","-","-","-","-","-","-","-","-","-","-","-","-","-","-","-","-","-","-","-","-","-","-","-","-","-","-","-","-","-","-","-","-","-","-","-","-","-","-","O","-","-","-","-","-","-","-","-","-","-","-","-","-","-","-","-","-","-","-","-","-","-","-","-","-","-","-","-","-","-","-","-","-","-","-","-","-","-","-","-","-","-","-","-","-","-","-","-","-","-","-","-","-","-","-","-","-","-","-","-","-","-","-","-","-","-"]
["Remote Examination","V30420",6000183,"启用","远程考核","Remote Examination",null,"海外/国内","ALL",null,2,"Suzhou","X","X","X","X","X","X","X","X","X","X","X","X","X","-","X","X","X","X","X","X","X","X","X","X","X","X","X","X","X","X","X","X","X","-","X","X","X","X","-","X","X","X","X","X","X","X","X","X","X","X","X","X","X","X","X","X","X","X","X","O","O","O","O","O","X","X","X","X","X","X","X","X","X","X","X","X","X","X","X","X","X","X","X","X","X","X","X","X","X","X","X","X","X","X","X","X","X","X","X","X","X","X","X","X","X","X","X","X","X","X","X","X","X","X","X","X","X","X","X","X","X","X","X","X","X"]
["Shear Wave Imaging(VShear)","V30494",6000190,"启用","弹性成像","shear wave imaging",null,"海外/国内","ALL",null,2,"Suzhou","O","O","O","O","O","O","O","O","O","O","O","O","-","O","-","-","-","-","-","-","-","-","-","-","-","-","-","-","-","-","-","-","-","-","-","-","-","-","-","-","-","-","-","-","-","-","-","-","-","-","-","-","-","-","-","-","-","-","X","-","-","-","-","-","-","-","-","-","-","-","-","-","-","-","-","-","O","O","-","-","-","-","-","-","-","-","-","-","-","-","-","O","O","-","-","O","-","-","-","-","-","-","-","-","-","-","-","O","-","-","-","-","-","-","-","-","-","-","-","-","-","-","-","-","-"]
["VLuminous Flow","V30495",6000191,"启用","立体血流","VLuminous Flow",null,"海外/国内","ALL",null,2,"Suzhou","X","X","X","X","X","X","X","X","X","X","X","X","X","X","X","X","X","X","X","X","X","X","X","X","X","X","X","X","X","X","X","X","X","X","X","X","X","X","X","X","X","X","X","X","X","X","X","X","X","X","X","X","X","X","X","X","X","X","X","X","X","X","X","X","X","X","X","X","X","X","X","X","X","X","X","X","X","X","X","X","X","X","X","X","X","X","X","X","X","X","X","X","X","X","X","X","X","X","X","X","X","X","X","X","X","X","X","X","X","X","X","X","X","X","X","X","X","X","X","X","X","X","X","X","X"]
["Live IMT","V30496",6000192,"启用","实时IMT","Live IMT",null,"海外/国内","ALL",null,2,"Suzhou","X","O","O","O","O","O","O","O","O","O","O","O","O","X","O","O","O","O","O","O","O","O","O","O","O","O","O","O","O","O","O","O","O","O","O","O","O","O","O","O","O","O","O","O","O","O","O","O","O","O","O","O","O","O","O","O","O","O","O","O","O","O","O","O","O","O","O","O","O","O","O","O","O","O","O","O","X","O","O","O","O","O","O","O","O","O","O","O","O","O","O","O","X","O","O","X","O","O","O","O","O","O","O","O","O","O","O","X","O","O","O","O","O","O","O","O","O","O","O","O","O","O","O","O","O"]
["VAim for OB","V30497",6000193,"启用","VAim:产科自动测量","VAim for OB",null,"海外/国内","ALL",null,2,"Suzhou","X","X","X","X","X","X","X","X","X","X","X","X","X","X","O","O","O","O","O","O","O","O","O","O","O","O","O","O","O","O","O","O","O","O","O","O","O","O","O","O","O","O","O","O","O","O","O","O","O","O","O","O","O","O","O","O","O","O","X","X","X","X","X","X","X","X","O","O","O","O","O","O","O","O","O","O","X","X","X","O","O","O","O","O","O","O","O","O","O","O","O","X","X","O","O","X","O","O","O","O","O","O","O","O","O","O","O","X","O","O","O","O","O","O","O","O","O","O","O","O","O","X","X","O","O"]
["VAim for HIP","V30498",6000194,"启用","VAim:小儿髋关节自动测量","VAim for HIP",null,"海外/国内","ALL",null,2,"Suzhou","X","X","X","X","X","X","X","X","X","X","X","X","X","X","O","O","O","O","O","O","O","O","O","O","O","O","O","O","O","O","O","O","O","O","O","O","O","O","O","O","O","O","O","O","O","O","O","O","O","O","O","O","O","O","O","O","O","O","X","X","X","X","X","X","X","X","O","O","O","O","O","O","O","O","O","O","X","X","X","O","O","O","O","O","O","O","O","O","O","O","O","X","X","O","O","X","O","O","O","O","O","O","O","O","O","O","O","X","O","O","O","O","O","O","O","O","O","O","O","O","O","X","X","O","O"]
["VAim for Follicle","V30499",6000195,"启用","VAim:卵泡自动测量","VAim for Follicle",null,"海外/国内","ALL",null,2,"Suzhou","X","X","X","X","X","X","X","X","X","X","X","X","X","X","O","O","O","O","O","O","O","O","O","O","O","O","O","O","O","O","O","O","O","O","O","O","O","O","O","O","O","O","O","O","O","O","O","O","O","O","O","O","O","O","O","O","O","O","X","X","X","X","X","X","X","X","O","O","O","O","O","O","O","O","O","O","X","X","X","O","O","O","O","O","O","O","O","O","O","O","O","X","X","O","O","X","O","O","O","O","O","O","O","O","O","O","O","X","O","O","O","O","O","O","O","O","O","O","O","O","O","X","X","O","O"]
["VAim for Pelvic","V30500",6000196,"启用","VAim:盆底脱垂自动测量","VAim for Pelvic",null,"海外/国内","ALL",null,2,"Suzhou","X","O","O","O","O","O","O","O","O","O","O","O","O","X","O","O","O","O","O","O","O","O","O","O","O","O","O","O","O","O","O","O","O","O","O","O","O","O","O","O","O","O","O","O","O","O","O","O","O","O","O","O","O","O","O","O","O","O","X","X","X","X","X","X","X","X","O","O","O","O","O","O","O","O","O","O","X","O","O","O","O","O","O","O","O","O","O","O","O","O","O","O","X","O","O","X","O","O","O","O","O","O","O","O","O","O","O","X","O","O","O","O","O","O","O","O","O","O","O","O","O","X","X","O","O"]
["VAim for LEVA(3D)","V30501",6000197,"启用","VAim:3D盆底肛提肌裂孔自动测量","VAim for LEVA(3D)",null,"海外/国内","ALL",null,2,"Suzhou","X","O","O","O","O","O","O","O","O","O","O","O","O","O","O","O","O","O","O","O","O","O","O","O","O","O","O","O","O","O","O","O","O","O","O","O","O","O","O","O","O","O","O","O","O","O","O","O","O","O","O","O","O","O","O","O","O","O","O","X","X","X","X","X","X","X","O","O","O","O","O","O","O","O","O","O","X","O","O","O","O","O","O","O","O","O","O","O","O","O","O","O","O","O","O","O","O","O","O","O","O","O","O","O","O","O","O","X","O","O","O","O","O","O","O","O","O","O","O","O","O","X","X","O","O"]
["Customized Auto Workflow(VWork)","V30502",6000198,"启用","自定义工作流","Customized auto workflow",null,"海外/国内","ALL",null,2,"Suzhou","X","X","X","X","X","X","X","X","X","X","X","X","X","X","X","X","X","X","X","X","X","X","X","X","X","X","X","X","X","X","X","X","X","X","X","X","X","X","X","X","X","X","X","X","X","X","X","X","X","X","X","X","X","X","X","X","X","X","X","X","-","X","X","X","X","X","X","X","X","X","X","X","X","X","X","X","X","X","X","X","X","X","X","X","X","X","X","X","X","X","X","X","X","X","X","X","X","X","X","X","X","X","X","X","X","X","X","X","X","X","X","X","X","X","X","X","X","X","X","X","X","X","X","X","X"]
["Auto Flow Volume","V30531",6000205,"启用","血流量自动测量","Auto Flow Volume",null,"海外/国内","ALL",null,2,"Suzhou","O","O","O","O","O","O","O","O","O","O","O","O","O","X","O","O","O","O","O","O","O","O","O","O","O","O","O","O","O","O","O","O","O","O","O","O","O","O","O","O","O","O","O","O","O","O","O","O","O","O","O","O","O","O","O","O","O","O","X","O","O","O","O","O","O","O","O","O","O","O","O","O","O","O","O","O","O","O","O","O","O","O","O","O","O","O","O","O","O","O","O","O","X","O","O","X","O","O","O","O","O","O","O","O","O","O","O","O","O","O","O","O","O","O","O","O","O","O","O","O","O","O","O","O","O"]
["Cardiac Guide","V30554",6000217,"启用","心脏AI导航","Cardiac Guide",null,"海外/国内","ALL",null,2,"Suzhou","-","-","-","-","-","-","-","-","-","-","-","-","-","-","-","-","-","-","-","-","-","-","-","-","-","-","-","-","-","-","-","-","-","-","-","-","-","-","-","-","-","-","-","-","-","-","-","-","-","-","-","-","-","-","-","-","-","-","-","-","-","-","-","-","-","-","O","O","O","O","-","-","-","-","-","-","-","-","-","-","-","-","-","-","-","-","-","-","O","-","-","-","-","-","-","-","-","-","-","-","-","-","O","-","O","-","-","-","-","-","-","-","-","-","-","-","-","-","-","-","-","-","-","-","-"]
["lung ai","V30559","6000221","启用","智能肺超","lung ai",null,"海外/国内","ALL",null,2,"Suzhou",{"$nulls":58},"-","-","-"]
["Multi Doppler","V30624",6000282,"启用","多门多普勒","Multi Doppler",null,"海外/国内","ALL",null,2,"SuZhou","-","-","-","-","-","-","-","-","-","-","-","-","-","X","-","-","-","-","-","-","-","-","-","-","-","-","-","-","-","-","-","-","-","-","-","-","-","-","-","-","-","-","-","-","-","-","-","-","-","-","-","-","-","-","-","-","-","-","Δ","-","-","-","-","-",{"$nulls":15},"-",{"$nulls":12},"Δ","-","-","Δ","-","-",{"$nulls":9},"-"]
["Auto needle enhancement","V30739",6000301,"启用","自动穿刺增强","Auto needle enhancement",null,"海外/国内","ALL",null,2,"Suzhou","-","-","-","-","-","-","-","-","-","-","-","-","-","-","-","-","-","-","-","-","-","-","-","-","-","-","-","-","-","-","-","-","-","-","-","-","-","-","-","-","-","-","-","-","-","-","-","-","-","-","-","-","-","-","-","-","-","-","X","O","O","O","O","O","-","-","-","-","-","-","-","-","-","-","-","-","-","-","-","-","-","-","-","-","-","-","-","-","-","-","-","-","-","-","-","-","-","-","-","-","-","-","-","-","-","-","-","-","-","-","-","-","-","-","-","-","-","-","-","-","-","-","-","-","-"]
["Remote consultation","V30740",6000302,"启用","远程会诊 ","Remote consultation",null,"海外/国内","ALL",null,2,"Suzhou","-","-","-","-","-","-","-","-","-","-","-","-","-","-","-","-","-","-","-","-","-","-","-","-","-","-","-","-","-","-","-","-","-","-","-","-","-","-","-","-","-","-","-","-","-","-","-","-","-","-","-","-","-","-","-","-","-","-","O","-","-","-","-","-","-","-","-","-","-","-","-","-","-","-","-","-","-","-","-","-","-","-","-","-","-","-","-","-","-","-","-","-","-","-","-","-","-","-","-","-","-","-","-","-","-","-","-","-","-","-","-","-","-","-","-","-","-","-","-","-","-","-","-","-","-"]
["ECG Function","V30786",6000321,"启用","ECG 软件功能","ECG Function",null,"海外/国内","ALL",null,2,"SuZhou",{"$nulls":13},"-",{"$nulls":44},"-",{"$nulls":33},"-",null,null,"-"]
[]
[]
["3D imaging","V30135",6000057,"启用","三维成像","3D imaging",null,"海外/国内","ALL",null,2,"Suzhou","X","X","X","X","X","X","X","X","X","X","X","X","X","X","X","X","X","X","X","X","X","X","X","X","X","X","X","X","X","X","X","X","X","X","X","X","X","X","X","X","X","X","X","X","X","X","X","X","X","X","X","X","X","X","X","X","X","X","X","X","X","X","X","X","X","X","X","X","X","X","X","X","X","X","X","X","X","X","X","X","X","X","X","X","X","X","X","X","X","X","X","X","X","X","X","X","X","X","X","X","X","X","X","X","X","X","X","X","X","X","X","X","X","X","X","X","X","X","X","X","X","X","X","X","X"]
["Real-time grayscale 4D","V30066",6000031,"启用","实时灰阶四维","Real-time grayscale 4D",null,"海外/国内","ALL",null,2,"Suzhou","X","X","X","X","X","X","X","X","X","X","X","X","X","X","X","X","X","X","X","X","X","X","X","X","X","X","X","X","X","X","X","X","X","X","X","X","X","X","X","X","X","X","X","X","X","X","X","X","X","X","X","X","X","X","X","X","X","X","X","X","X","X","X","X","X","X","X","X","X","X","X","X","X","X","X","X","X","X","X","X","X","X","X","X","X","X","X","X","X","X","X","X","X","X","X","X","X","X","X","X","X","X","X","X","X","X","X","X","X","X","X","X","X","X","X","X","X","X","X","X","X","X","X","X","X"]
["Tomographic display (Mcut)","V30067",6000032,"启用","超声断层成像","Tomographic display (Mcut)",null,"海外/国内","ALL",null,2,"Suzhou","X","X","X","X","X","X","X","X","X","X","X","X","X","X","X","X","X","X","X","X","X","X","O","O","O","O","O","O","O","O","X","X","X","X","X","X","X","X","X","X","X","X","O","O","O","O","O","O","O","X","X","X","X","O ","O ","O ","O ","O ","X","X","X","X","X","X","X","X","X","X","X","X","O","O","O","O","O","O","X","X","X","X","X","O","O","X","X","O ","O ","O ","X","O","X","X","X","X","X","X","X","X","O","O","X","O ","X","X","X","O","X","X","X","X","X","O","X","O ","X","X","O","O","X","O ","O ","X","X","X","O"]
["Parameter adjustable after freeze","V30368",6000176,"启用","冻结后调节参数","Parameter adjustable after freeze",null,"海外/国内","ALL",null,2,"Suzhou","X","X","X","X","X","X","X","X","X","X","X","X","X","X","X","X","X","X","X","X","X","X","X","X","X","X","X","X","X","X","X","X","X","X","X","X","X","X","X","X","X","X","X","X","X","X","X","X","X","X","X","X","X","X","X","X","X","X","X","X","X","X","X","X","X","X","X","X","X","X","X","X","X","X","X","X","X","X","X","X","X","X","X","X","X","X","X","X","X","X","X","X","X","X","X","X","X","X","X","X","X","X","X","X","X","X","X","X","X","X","X","X","X","X","X","X","X","X","X","X","X","X","X","X","X"]
["HQ (High Quality) 3D/4D","V30035",3200474,"启用","羊膜腔镜成像技术","HQ (High Quality) 3D/4D",null,"海外/国内","ALL",null,2,"Suzhou","X","X","X","X","X","X","X","X","X","X","X","X","X","X","X","X","X","X","X","X","X","X","X","X","X","X","X","X","X","X","O","O","O","O","O","O","O","O","O","O","O","O","O","O","O","O","O","O","O","O","O","O","O","Δ","Δ","Δ","Δ","Δ","O","O","O","O","O","O","O","O","O","O","O","O","O","O","O","O","O","O","X","X","X","O","O","O","O","O","O","Δ","Δ","Δ","O","O","X","X","X","X","X","X","X","O","O","O","O","Δ","O","O","O","O","X","X","X","O","O","O","O","Δ","O","O","O","O","O","Δ","Δ","O","O","O","O"]
["Spatio Temporal Image Correlation (STIC)（自研）","V30787",6000323,"启用","时间空间相关成像","Spatio Temporal Image Correlation (STIC)",null,"海外/国内","ALL",null,2,"SuZhou","Δ","Δ","Δ","Δ","Δ","Δ","Δ","Δ",{"$nulls":5},"-",{"$nulls":16},"Δ","Δ","Δ","Δ",null,"Δ","Δ","Δ","Δ",null,"Δ","Δ",{"$nulls":34},"Δ","Δ",null,"Δ","Δ",{"$nulls":9},"Δ","Δ","Δ","-","-","Δ","-",{"$nulls":10},"Δ","Δ","Δ","Δ"]
["Auto NT","V30040",3200484,"启用","自动颈项透明层测量","Auto NT",null,"海外/国内","ALL",null,2,"Suzhou","X","X","X","X","X","X","X","X","X","X","X","X","X","X","O","O","O","O","O","O","O","O","O","O","O","O","O","O","O","O","X","X","X","X","X","X","X","X","X","X","X","X","O","O","O","O","Δ","O","O","X","X","X","X","O","O","O","O","O","O","O","O","O","O","O","O","O","O","O","O","O","O","O","O","O","O","O","X","X","X","X","X","O","O","X","X","O","O","O","O","O","X","X","X","O","O","X","O","X","O","O","X","O","O","X","O","O","X","X","X","X","X","O","X","O","X","O","O","O","X","O","O","O","O","O","O"]
["Auto IT measure","V30503",6000199,"启用","自动IT(颅内透明层)测量","Auto IT",null,"海外/国内","ALL",null,2,"Suzhou","X","X","X","X","X","X","X","X","X","X","X","X","X","X","O","O","O","O","O","O","O","O","O","O","O","O","O","O","O","O","X","X","X","X","X","X","X","X","X","X","X","X","O","O","O","O","Δ","Δ","O","X","X","X","X","O","O","O","O","O","O","O","O","O","O","O","O","O","O","O","O","O","O","O","O","O","O","O","X","X","X","X","X","O","O","X","X","O","O","O","O","O","X","X","X","O","O","X","O","X","O","O","X","O","O","X","O","O","X","X","X","X","X","O","X","O","X","O","O","O","X","O","O","O","O","O","O"]
["Inversion mode","V30057",6000022,"启用","灰阶反转模式","Inversion mode",null,"海外/国内","ALL",null,2,"Suzhou","X","X","X","X","X","X","X","X","X","X","X","X","X","X","X","X","X","X","X","X","X","X","X","X","X","X","X","X","X","X","X","X","X","X","X","X","X","X","X","X","X","X","O","O","O","O","Δ","Δ","O","X","X","X","X","O","O","O","O","O","X","X","X","X","X","X","X","X","O","O","O","O","O","O","O","O","O","O","X","X","X","X","X","O","O","X","X","O","O","O","O","O","X","X","X","X","X","X","X","X","O","O","X","O","O","X","O","O","X","X","X","X","X","O","X","O","X","O","O","O","X","O","O","X","X","O","O"]
["Magic cut","V30058",6000023,"启用","魔术刀","Magic cut",null,"海外/国内","ALL",null,2,"Suzhou","X","X","X","X","X","X","X","X","X","X","X","X","X","X","O","O","O","O","O","O","O","O","O","O","O","O","O","O","O","O","X","X","X","X","X","X","X","X","X","X","X","X","O","O","O","O","Δ","Δ","O","X","X","X","X","O","O","O","O","O","X","X","X","X","X","X","X","X","O","O","O","O","O","O","O","O","O","O","X","X","X","X","X","O","O","X","X","O","O","O","O","O","X","X","X","O","O","X","O","X","O","O","X","O","O","X","O","O","X","X","X","X","X","O","X","O","X","O","O","O","X","O","O","X","X","O","O"]
["Smart touch panel 3D/4D operation","V30059",6000024,"启用","智能三维/四维触摸屏操作模式","Smart touch panel 3D/4D operation",null,"海外/国内","ALL",null,2,"Suzhou","X","X","X","X","X","X","X","X","X","X","X","X","X","X","X","X","X","X","X","X","X","X","X","X","X","X","X","X","X","X","X","X","X","X","X","X","X","X","X","X","X","X","X","X","X","X","X","X","X","X","X","X","X","X","X","X","X","X","X","X","X","X","X","X","X","X","X","X","X","X","X","X","X","X","X","X","X","X","X","X","X","X","X","X","X","X","X","X","X","X","X","X","X","X","X","X","X","X","X","X","X","X","X","X","X","X","X","X","X","X","X","X","X","X","X","X","X","X","X","X","X","X","X","X","X"]
["Free view","V30060",6000025,"启用","容积超声断层成像","Free view",null,"海外/国内","ALL",null,2,"Suzhou","X","X","X","X","O","O","O","O","X","X","X","X","O","O","O","O","O","O","O","O","O","O","O","O","O","O","O","O","O","O","O","O","O","O","O","O","O","O","O","O","O","O","O","O","O","O","Δ","Δ","O","X","X","X","X","O","O","O","O","O","X","X","X","X","X","X","X","X","O","O","O","O","O","O","O","O","O","O","X","O","O","O","O","O","O","X","X","O","O","O","O","O","X","O","O","O","O","O","O","O","O","O","X","O","O","O","O","O","X","X","O","O","O","O","X","O","X","O","O","O","X","O","O","X","X","O","O"]
["Smart 3D Volume Calculation","V30177",6000073,"启用","智能三维容积计算","Smart 3D Volume Calculation",null,"海外/国内","ALL",null,2,"Suzhou","O","O","O","O","O","O","O","O","O","O","O","O","O","O","O","O","O","O","O","O","O","O","O","O","O","O","O","O","O","O","O","O","O","O","O","O","O","O","O","O","O","O","O","O","O","O","O","O","O","O","O","O","O","O","O","O","O","O","O","O","O","O","O","O","O","O","O","O","O","O","O","O","O","O","O","O","O","O","O","O","O","O","O","O","O","O","O","O","O","O","O","O","O","O","O","O","O","O","O","O","O","O","O","O","O","O","O","O","O","O","O","O","O","O","O","O","O","O","O","O","O","O","O","O","O"]
["Free 3D","V30178",6000074,"启用","自由臂3D","Free 3D",null,"海外/国内","ALL",null,2,"Suzhou","O","O","O","O","O","O","O","O","O","O","O","O","O","O","O","O","O","O","O","O","O","O","O","O","O","O","O","O","O","O","O","O","O","O","O","O","O","O","O","O","O","O","O","O","O","O","O","O","O","O","O","O","O","O","O","O","O","O","X","O","O","O","O","O","O","O","O","O","O","O","O","O","O","O","O","O","O","O","O","O","O","O","O","O","O","O","O","O","O","O","O","O","O","O","O","O","O","O","O","O","O","O","O","O","O","O","O","O","O","O","O","O","O","O","O","O","O","O","O","O","O","O","O","O","O"]
["3D auto follicle","V30213",6000091,"启用","三维卵泡自动测量","3D auto follicle",null,"海外/国内","ALL",null,2,"Suzhou","O","O","O","O","O","O","O","O","O","O","O","O","O","O","O","O","O","O","O","O","O","O","O","O","O","O","O","O","O","O","O","O","O","O","O","O","O","O","O","O","O","O","O","O","O","O","O","O","O","O","O","O","O","O","O","O","O","O","O","O","O","O","O","O","O","O","O","O","O","O","O","O","O","O","O","O","O","O","O","O","O","O","O","O","O","O","O","O","O","O","O","O","O","O","O","O","O","O","O","O","O","O","O","O","O","O","O","O","O","O","O","O","O","O","O","O","O","O","O","O","O","O","O","O","O"]
["4D HQ Silhouette mode","V30358",6000171,"启用","HQ剪影模式","4D HQ Silhouette mode",null,"海外/国内","ALL",null,2,"Suzhou","X","X","X","X","O","O","O","O","X","X","X","X","O","O","O","O","O","O","O","O","O","O","O","O","O","O","O","O","O","O","O","O","O","O","O","O","O","O","O","O","O","O","O","O","O","O","O","O","Δ","Δ","Δ","Δ","Δ","Δ","Δ","Δ","Δ","Δ","O","O","O","O","O","O","O","O","O","O","O","O","O","Δ","Δ","Δ","Δ","Δ","X","O","O","O","O","O","Δ","Δ","Δ","Δ","Δ","Δ","O","Δ","X","O","O","O","O","O","O","O","O","O","Δ","Δ","O","O","O","Δ","X","X","O","O","O","O","Δ","Δ","Δ","O","Δ","Δ","Δ","Δ","Δ","O","O","O","Δ"]
["Transfer image to FTP server","V30087",6000044,"启用","传输影像至FTP服务器","Transfer image to FTP server",null,"海外/国内","ALL",null,2,"Suzhou","X","X","X","X","X","X","X","X","X","X","X","X","X","X","X","X","X","X","X","X","X","X","X","X","X","X","X","X","X","X","X","X","X","X","X","X","X","X","X","X","X","X","X","X","X","X","X","X","X","X","X","X","X","X","X","X","X","X","X","X","X","X","X","X","X","X","X","X","X","X","X","X","X","X","X","X","X","X","X","X","X","X","X","X","X","X","X","X","X","X","X","X","X","X","X","X","X","X","X","X","X","X","X","X","X","X","X","X","X","X","X","X","X","X","X","X","X","X","X","X","X","X","X","X","X"]
["RF data export","V30088",6000045,"启用","RF元数据导出","RF data export",null,"海外/国内","ALL",null,2,"Suzhou","Δ","Δ","Δ","Δ","Δ","Δ","Δ","Δ","Δ","Δ","Δ","Δ","Δ","Δ","Δ","Δ","Δ","Δ","Δ","Δ","Δ","Δ","Δ","Δ","Δ","Δ","Δ","Δ","Δ","Δ","Δ","Δ","Δ","Δ","Δ","Δ","Δ","Δ","Δ","Δ","Δ","Δ","Δ","Δ","Δ","Δ","Δ","Δ","Δ","Δ","Δ","Δ","Δ","Δ","Δ","Δ","Δ","Δ","Δ","Δ","Δ","Δ","Δ","Δ","Δ","Δ","Δ","Δ","Δ","Δ","Δ","Δ","Δ","Δ","Δ","Δ","Δ","Δ","Δ","Δ","Δ","Δ","Δ","Δ","Δ","Δ","Δ","Δ","Δ","Δ","Δ","Δ","Δ","Δ","Δ","Δ","Δ","Δ","Δ","Δ","Δ","Δ","Δ","Δ","Δ","Δ","Δ","Δ","Δ","Δ","Δ","Δ","Δ","Δ","Δ","Δ","Δ","Δ","Δ","Δ","Δ","Δ","Δ","Δ","Δ"]
["Niche View","V30439",6000185,"启用","壁龛成像","Niche View",null,"海外/国内","ALL",null,2,"Suzhou","X","X","X","X","X","X","X","X","X","X","X","X","X","X","X","X","X","X","X","X","X","X","X","X","X","X","X","X","X","X","X","X","X","X","X","X","X","X","X","X","X","X","X","X","X","X","X","X","X","X","X","X","X","X","X","X","X","X","X","X","X","X","X","X","X","X","X","X","X","X","X","X","X","X","X","X","X","X","X","X","X","X","X","X","X","X","X","X","X","X","X","X","X","X","X","X","X","X","X","X","X","X","X","X","X","X","X","X","X","X","X","X","X","X","X","X","X","X","X","X","X","X","X","X","X"]
["Export 3D data for 3D printer","V30504",6000200,"启用","导出3D打印数据","Export 3D data for 3D printer",null,"海外/国内","ALL",null,2,"Suzhou","X","X","X","X","X","X","X","X","X","X","X","X","X","O","O","O","O","O","O","O","O","O","O","O","O","O","O","O","O","O","O","O","O","O","O","O","O","O","O","O","O","O","O","O","O","O","O","O","O","O","O","O","O","O","O","O","O","O","X","X","X","X","X","X","X","X","O","O","O","O","O","O","O","O","O","O","X","X","X","O","O","O","O","O","O","O","O","O","O","O","O","X","O","O","O","O","O","O","O","O","O","O","O","O","O","O","O","X","O","O","O","O","O","O","O","O","O","O","O","O","O","X","X","O","O"]
["Auto Levator Ani","V30505",6000201,"启用","3D盆底肛提肌裂孔自动测量","Auto Levator Ani",null,"海外/国内","ALL",null,2,"Suzhou","X","X","X","X","X","X","X","X","X","X","X","X","X","O","O","O","O","O","O","O","O","O","O","O","O","O","O","O","O","O","O","O","O","O","O","O","O","O","O","O","O","O","O","O","O","O","O","O","O","O","O","O","O","O","O","O","O","O","O","X","X","X","X","X","X","X","O","O","O","O","O","O","O","O","O","O","X","X","X","O","O","O","O","O","O","O","O","O","O","O","O","X","O","O","O","O","O","O","O","O","O","O","O","O","O","O","O","X","O","O","O","O","O","O","O","O","O","O","O","O","O","X","X","O","O"]
["3D Smart Face","V30506",6000202,"启用","智能胎儿面部成像","3D Smart Face",null,"海外/国内","ALL",null,2,"Suzhou","X","O","O","O","O","O","O","O","O","O","O","O","O","O","O","O","O","O","O","O","O","O","O","O","O","O","O","O","O","O","O","O","O","O","O","O","O","O","O","O","O","O","O","O","O","O","O","O","O","O","O","O","O","O","O","O","O","O","X","X","X","X","X","X","X","X","O","O","O","O","O","O","O","O","O","O","X","O","O","O","O","O","O","O","O","O","O","O","O","O","O","O","O","O","O","O","O","O","O","O","O","O","O","O","O","O","O","X","O","O","O","O","O","O","O","O","O","O","O","O","O","X","X","O","O"]
["DICOM3.0基础功能","V30038",3200478,"启用","DICOM3.0基础功能（导出与存储，打印,列表）","DICOM export and storage, printer, worklist",null,"海外/国内","ALL",null,2,"Suzhou","X","X","X","X","X","X","X","X","X","X","X","X","X","X","O","O","O","O","O","O","O","O","O","O","O","O","O","O","O","O","O","O","O","O","O","O","O","O","O","O","O","O","O","O","O","O","O","O","O","O","O","O","O","O","O","O","O","O","O","O","O","O","O","O","O","O","O","O","O","O","O","O","O","O","O","O","X","X","X","O","O","O","O","O","O","O","O","O","O","O","X","X","X","O","O","X","O","O","O","O","O","O","O","O","O","O","X","X","X","O","O","O","O","O","O","O","O","O","O","O","O","O","O","O","O"]
["DICOM3.0基础功能","V30359",3201201,"启用","DICOM3.0基础功能","DICOM export and storage, ",null,"海外/国内","ALL",null,2,"SuZhou",{"$nulls":13},"-","-","-","-","-","-","-","-","-","-","-","-","-","-","-","-","-","-","-","-","-","-","-","-","-","-",{"$nulls":19},"-",{"$nulls":20},"-",{"$nulls":12},"-","-","-","-","-","-"]
["DICOM3.0接口","V30360",3201203,"启用","DICOM3.0接口","DICOM printer/ worklist",null,"海外/国内","ALL",null,2,"SuZhou",{"$nulls":13},"-","-","-","-","-","-","-","-","-","-","-","-","-","-","-","-","-","-","-","-","-","-","-","-","-","-",{"$nulls":19},"-",{"$nulls":20},"-",{"$nulls":12},"-","-","-","-","-","-"]
["VNavIn","V30552",6000216,"启用","超声3D内视渲染技术","VNavIn 3D",null,"海外/国内","ALL",null,2,"Suzhou","X","X","X","X","O","O","O","O","X","X","X","X","O","O","O","O","O","O","O","O","O","O","O","O","O","O","O","O","O","O","O","O","O","O","O","O","O","O","O","O","O","O","O","O","O","O","O","O","-","-","-","-","-","-","-","-","-","-","O","O","O","O","O","O","O","O","O","O","O","O","O","-","-","-","-","-","X","O","O","O","O","O","-","-","-","-","-","-","O","-","X","O","O","O","O","O","O","O","O","O","-","-","O","O","O","-","X","X","O","O","O","O","-","-","-","O","-","-","-","-","-","O","O","O","-"]
["Light Lab","V30628",6000286,"启用","Light Lab胎儿多光源渲染成像","Light Lab",null,"海外/国内","ALL",null,2,"SuZhou","-","-","-","-","-","-","-","-","-","-","-","-","-","O","-","-","-","-","-","-","-","-","-","-","-","-","-","-","-","-","-","-","-","-","-","-","-","-","-","-","-","-","-","-","-","-","-","-","-","-","-","-","-","-","-","-","-","-","O","-","-","-","-","-","-","-","-","-","-","-","-","-","-","-","-","-","-","-","-","-","-","-","-","-","-","-","-","-","-","-","-","-","O","O","O","O","O","-","-","-","-","-","-","-","-","-","-","-","-","-","-","-","-","-","-","-","-","-","-","-","-","-","-","-","-"]
["Color 3D","V30723",6000296,"启用","三维焕流成像","Color 3D",null,"海外/国内","ALL",null,2,"SuZhou","-","-","-","-","Δ","Δ","Δ","Δ","-","-","-","-","-","O","-","-","-","-","-","-","-","-","-","-","-","-","-","-","-","-","-","-","-","-","-","-","-","-","-","-","-","-","-","-","-","-","-","-","-","-","-","-","-","-","-","-","-","-","O","-","-","-","-","-","-","-","-","-","-","-","-","-","-","-","-","-","-","Δ","-","-","-","-","-","-","-","-","-","-","-","-","-","-","O","O","O","O","O","-","-","-","-","-","-","-","-","-","-","-","-","-","-","-","-","-","-","-","-","-","-","-","-","-","-","-","-"]
["VMind  OB(simple)","V30715",6000294,"启用","OB测量包","VMind  OB(simple)",null,"海外/国内","ALL",null,2,"SuZhou",{"$nulls":13},"O",{"$nulls":78},"O",null,null,"O"]
["VMind OB(Professional)","V30716",6000295,"未发布","OB测量包（专业版）","VMind OB(Professional)",null,"海外/国内","ALL",null,2,"SuZhou",{"$nulls":13},"O",{"$nulls":78},"O",null,null,"O"]
[]
["LAN","V30600",6000258,"启用","网络连接口","LAN",null,"海外/国内","ALL",null,2,"Suzhou","X","X","X","X","X","X","X","X","X","X","X","X","X","X","X","X","X","X","X","X","X","X","X","X","X","X","X","X","X","X","X","X","X","X","X","X","X","X","X","X","X","X","X","X","X","X","X","X","X","X","X","X","X","X","X","X","X","X","X","X","X","X","X","X","X","X","X","X","X","X","X","X","X","X","X","X","X","X","X","X","X","X","X","X","X","X","X","X","X","X","X","X","X","X","X","X","X","X","X","X","X","X","X","X","X","X","X","X","X","X","X","X","X","X","X","X","X","X","X","X","X","X","X","X","X"]
["Network storage and printing","V30601",6000259,"启用","网络存储与网络打印","Network storage and printing",null,"海外/国内","ALL",null,2,"Suzhou","X","X","X","X","X","X","X","X","X","X","X","X","X","X","X","X","X","X","X","X","X","X","X","X","X","X","X","X","X","X","X","X","X","X","X","X","X","X","X","X","X","X","X","X","X","X","X","X","X","X","X","X","X","X","X","X","X","X","X","X","X","X","X","X","X","X","X","X","X","X","X","X","X","X","X","X","X","X","X","X","X","X","X","X","X","X","X","X","X","X","X","X","X","X","X","X","X","X","X","X","X","X","X","X","X","X","X","X","X","X","X","X","X","X","X","X","X","X","X","X","X","X","X","X","X"]
["Support Mobile data transmission via Bluetooth and E-Mail","V30602",6000260,"启用","支持蓝牙和邮件发送数据","Support Mobile data transmission via Bluetooth and E-Mail",null,"海外/国内","ALL",null,2,"Suzhou","X","X","X","X","X","X","X","X","X","X","X","X","X","X","X","X","X","X","X","X","X","X","X","X","X","X","X","X","X","X","X","X","X","X","X","X","X","X","X","X","X","X","X","X","X","X","X","X","X","X","X","X","X","X","X","X","X","X","X","X","X","X","X","X","X","X","X","X","X","X","X","X","X","X","X","X","X","X","X","X","X","X","X","X","X","X","X","X","X","X","X","X","X","X","X","X","X","X","X","X","X","X","X","X","X","X","X","X","X","X","X","X","X","X","X","X","X","X","X","X","X","X","X","X","X"]
["Patient database","V30603",6000261,"启用","病人数据管理","Patient database",null,"海外/国内","ALL",null,2,"Suzhou","X","X","X","X","X","X","X","X","X","X","X","X","X","X","X","X","X","X","X","X","X","X","X","X","X","X","X","X","X","X","X","X","X","X","X","X","X","X","X","X","X","X","X","X","X","X","X","X","X","X","X","X","X","X","X","X","X","X","X","X","X","X","X","X","X","X","X","X","X","X","X","X","X","X","X","X","X","X","X","X","X","X","X","X","X","X","X","X","X","X","X","X","X","X","X","X","X","X","X","X","X","X","X","X","X","X","X","X","X","X","X","X","X","X","X","X","X","X","X","X","X","X","X","X","X"]
["Quick store","V30604",6000262,"启用","快速存储","Quick store",null,"海外/国内","ALL",null,2,"Suzhou","X","X","X","X","X","X","X","X","X","X","X","X","X","X","X","X","X","X","X","X","X","X","X","X","X","X","X","X","X","X","X","X","X","X","X","X","X","X","X","X","X","X","X","X","X","X","X","X","X","X","X","X","X","X","X","X","X","X","X","X","X","X","X","X","X","X","X","X","X","X","X","X","X","X","X","X","X","X","X","X","X","X","X","X","X","X","X","X","X","X","X","X","X","X","X","X","X","X","X","X","X","X","X","X","X","X","X","X","X","X","X","X","X","X","X","X","X","X","X","X","X","X","X","X","X"]
["Auto trace in PW","V30605",6000263,"启用","频谱自动跟踪测量","Auto trace in PW",null,"海外/国内","ALL",null,2,"SuZhou","X","X","X","X","X","X","X","X","X","X","X","X","X","X","X","X","X","X","X","X","X","X","X","X","X","X","X","X","X","X","X","X","X","X","X","X","X","X","X","X","X","X","X","X","X","X","X","X","X","X","X","X","X","X","X","X","X","X","X","X","X","X","X","X","X","X","X","X","X","X","X","X","X","X","X","X","X","X","X","X","X","X","X","X","X","X","X","X","X","X","X","X","X","X","X","X","X","X","X","X","X","X","X","X","X","X","X","X","X","X","X","X","X","X","X","X","X","X","X","X","X","X","X","X","X"]
["Vascular calculations","V30606",6000264,"启用","血管测量包","Vascular calculations",null,"海外/国内","ALL",null,2,"Suzhou","X","X","X","X","X","X","X","X","X","X","X","X","X","X","X","X","X","X","X","X","X","X","X","X","X","X","X","X","X","X","X","X","X","X","X","X","X","X","X","X","X","X","X","X","X","X","X","X","X","X","X","X","X","X","X","X","X","X","X","X","X","X","X","X","X","X","X","X","X","X","X","X","X","X","X","X","X","X","X","X","X","X","X","X","X","X","X","X","X","X","X","X","X","X","X","X","X","X","X","X","X","X","X","X","X","X","X","X","X","X","X","X","X","X","X","X","X","X","X","X","X","X","X","X","X"]
["Cardiac calculations","V30607",6000265,"启用","心脏测量包","Cardiac calculations",null,"海外/国内","ALL",null,2,"Suzhou","X","X","X","X","X","X","X","X","X","X","X","X","X","X","X","X","X","X","X","X","X","X","X","X","X","X","X","X","X","X","X","X","X","X","X","X","X","X","X","X","X","X","X","X","X","X","X","X","X","X","X","X","X","X","X","X","X","X","X","X","X","X","X","X","X","X","X","X","X","X","X","X","X","X","X","X","X","X","X","X","X","X","X","X","X","X","X","X","X","X","X","X","X","X","X","X","X","X","X","X","X","X","X","X","X","X","X","X","X","X","X","X","X","X","X","X","X","X","X","X","X","X","X","X","X"]
["OB calculations and tables","V30608",6000266,"启用","产科计算包及胎儿生长曲线表","OB calculations and tables",null,"海外/国内","ALL",null,2,"Suzhou","X","X","X","X","X","X","X","X","X","X","X","X","X","X","X","X","X","X","X","X","X","X","X","X","X","X","X","X","X","X","X","X","X","X","X","X","X","X","X","X","X","X","X","X","X","X","X","X","X","X","X","X","X","X","X","X","X","X","X","X","X","X","X","X","X","X","X","X","X","X","X","X","X","X","X","X","X","X","X","X","X","X","X","X","X","X","X","X","X","X","X","X","X","X","X","X","X","X","X","X","X","X","X","X","X","X","X","X","X","X","X","X","X","X","X","X","X","X","X","X","X","X","X","X","X"]
["Gynecological calculations","V30609",6000267,"启用","妇科计算包","Gynecological calculations",null,"海外/国内","ALL",null,2,"Suzhou","X","X","X","X","X","X","X","X","X","X","X","X","X","X","X","X","X","X","X","X","X","X","X","X","X","X","X","X","X","X","X","X","X","X","X","X","X","X","X","X","X","X","X","X","X","X","X","X","X","X","X","X","X","X","X","X","X","X","X","X","X","X","X","X","X","X","X","X","X","X","X","X","X","X","X","X","X","X","X","X","X","X","X","X","X","X","X","X","X","X","X","X","X","X","X","X","X","X","X","X","X","X","X","X","X","X","X","X","X","X","X","X","X","X","X","X","X","X","X","X","X","X","X","X","X"]
["Urological calculations","V30610",6000268,"启用","泌尿科计算包","Urological calculations",null,"海外/国内","ALL",null,2,"Suzhou","X","X","X","X","X","X","X","X","X","X","X","X","X","X","X","X","X","X","X","X","X","X","X","X","X","X","X","X","X","X","X","X","X","X","X","X","X","X","X","X","X","X","X","X","X","X","X","X","X","X","X","X","X","X","X","X","X","X","X","X","X","X","X","X","X","X","X","X","X","X","X","X","X","X","X","X","X","X","X","X","X","X","X","X","X","X","X","X","X","X","X","X","X","X","X","X","X","X","X","X","X","X","X","X","X","X","X","X","X","X","X","X","X","X","X","X","X","X","X","X","X","X","X","X","X"]
["Renal calculations","V30611",6000269,"启用","肾脏计算包","Renal calculations",null,"海外/国内","ALL",null,2,"Suzhou","X","X","X","X","X","X","X","X","X","X","X","X","X","X","X","X","X","X","X","X","X","X","X","X","X","X","X","X","X","X","X","X","X","X","X","X","X","X","X","X","X","X","X","X","X","X","X","X","X","X","X","X","X","X","X","X","X","X","X","X","X","X","X","X","X","X","X","X","X","X","X","X","X","X","X","X","X","X","X","X","X","X","X","X","X","X","X","X","X","X","X","X","X","X","X","X","X","X","X","X","X","X","X","X","X","X","X","X","X","X","X","X","X","X","X","X","X","X","X","X","X","X","X","X","X"]
["Volume calculations","V30612",6000270,"启用","容积计算包","Volume calculations",null,"海外/国内","ALL",null,2,"Suzhou","X","X","X","X","X","X","X","X","X","X","X","X","X","X","X","X","X","X","X","X","X","X","X","X","X","X","X","X","X","X","X","X","X","X","X","X","X","X","X","X","X","X","X","X","X","X","X","X","X","X","X","X","X","X","X","X","X","X","X","X","X","X","X","X","X","X","X","X","X","X","X","X","X","X","X","X","X","X","X","X","X","X","X","X","X","X","X","X","X","X","X","X","X","X","X","X","X","X","X","X","X","X","X","X","X","X","X","X","X","X","X","X","X","X","X","X","X","X","X","X","X","X","X","X","X"]
[]
["Optional peripherals"]
["Power Filter","V30390","1000531-2","启用","抗干扰电源滤波器组件","Power Filter",null,"海外/国内","ALL",null,1,"Suzhou","X","X","X","X","X","X","X","X","X","X","X","X","X","X","X","X","X","X","X","X","X","X","X","X","X","X","X","X","X","X","X","X","X","X","X","X","X","X","X","X","X","X","X","X","X","X","X","X","X","X","X","X","X","X","X","X","X","X","X","X","X","X","X","X","X","X","X","X","X","X","X","X","X","X","X","X","X","X","X","X","X","X","X","X","X","X","X","X","X","X","X","X","X","X","X","X","X","X","X","X","X","X","X","X","X","X","O","X","O","O","O","O","X","X","X","X","X","X","X","X","X","X","X","X","X"]
["Power Filter","V30390","1000531-1","停用","抗干扰电源滤波器组件","Power Filter",null,"海外/国内","ALL",null,1,"Suzhou","X","X","X","X","X","X","X","X","X","X","X","X","X","-","-","-","-","-","-","-","-","X","X","X","X","X","X","X","X","X","X","X","X","X","X","X","X","X","X","X","X","X","X","X","X","X","X","X","X","X","X","X","X","X","X","X","X","X","-","-","-","-","-","-","X","X","X","X","X","X","X","X","X","X","X","X","X","X","X","X","X","X","X","X","X","X","X","X","X","X","X","X","-","X","X","-","-","X","X","X","X","X","X","X","X","X","-","X","-","-","-","-","X","X","X","X","X","X","X","X","X","X","X","X","X"]
["绿联CM390蓝牙(USB bluetooth adapter) （非CE国家使用）","V30643",3202038,"启用","蓝牙适配器","Bluetooth adapter(only for Peru, Bangladesh, India, Bolivia, Pakistan, Mongolia, Lebanon, Oman, UAE, Côte d’ Ivoire, Mali, Uganda, Rwanda，Malaysia、Ecuador)",null,"海外/国内","PY/PE/CO/AR/UY/SA/SY/YE/OM/AE/TR/MM/DZ/ET/KE/LY/MU/MA/NG/TZ/UG/TN/MX/EC/DO/GT/PH/KH/UZ/KG/KZ/IN/BO/CL/MY/IQ/TH/VN/KR/LB/NP/AU/UA/ZA/AO/BJ/GQ/ET/KE/RW/BI/MG/MZ/SC/BW/CM/BF/ML/SN/TG/GH/PS/BL/MD/CI/VE/MN/GH/BF/CR/BD/BY/RU",null,2,"Suzhou","-","-","-","-","-","-","-","-","-","-","-","-","-","O","-","-","-","-","-","-","-","-","-","-","-","-","-","-","-","-","-","-","-","-","-","-","-","-","-","-","-","-","-","-","-","-","-","-","-","-","-","-","-","-","-","-","-","-","O","O","O","O","O","O","O","O","O","O","O","O","O","O","O","O","O","O","-","-","-","-","-","-","-","-","-","-","-","-","O","O","-","-","O","-","-","O","-","-","-","-","-","-","-","-","-","O","-","-","-","-","-","-","-","-","-","O","-","-","-","-","-","O","O","O","O"]
["Bluetooth adapter","V30082",3200606,"启用","蓝牙适配器","Bluetooth adapter",null,"海外/国内","ALL",null,2,"Suzhou","X","X","X","X","X","X","X","X","X","X","X","X","X","O","O","O","O","O","O","O","O","O","O","O","O","O","O","O","O","O","O","O","O","O","O","O","O","O","O","O","O","O","O","O","O","O","O","O","O","O","O","O","O","O","O","O","O","O","O","O","O","O","O","O","O","O","O","O","O","O","O","O","O","O","O","O","X","X","X","O","O","O","O","O","O","O","O","O","O","O","X","X","O","O","O","O","O","O","O","O","O","O","O","O","O","O","X","X","X","O","O","O","O","O","O","O","O","O","O","O","O","O","O","O","O"]
["绿联CM448无线网卡(USB wireless) （非CE国家使用）","V30642",3202037,"启用","便携超无线适配器","Wireless adapter for portable(only for Peru, Bangladesh, India, Bolivia, Pakistan, Mongolia, Lebanon, Oman, UAE, Côte d’ Ivoire, Mali, Uganda, Rwanda，Malaysia、Ecuador)",null,"海外/国内","PY/PE/CO/AR/UY/SA/SY/YE/OM/AE/TR/MM/DZ/ET/KE/LY/MU/MA/NG/TZ/UG/TN/MX/EC/DO/GT/PH/KH/UZ/KG/KZ/IN/BO/CL/BY/MY/IQ/TH/VN/KR/LB/NP/AU/UA/ZA/AO/BJ/GQ/ET/KE/RW/BI/MG/MZ/SC/BW/CM/BF/ML/SN/TG/GH/PS/BL/MD/CI/VE/MN/GH/BF/CR/BD/BY",null,2,"Suzhou","-","-","-","-","-","-","-","-","-","-","-","-","-","-","-","-","-","-","-","-","-","-","-","-","-","-","-","-","-","-","-","-","-","-","-","-","-","-","-","-","-","-","-","-","-","-","-","-","-","-","-","-","-","-","-","-","-","-","O","O","O","O","O","O","O","O","O","O","O","O","O","O","O","O","O","O","-","-","-","-","-","-","-","-","-","-","-","-","O","O","-","-","-","-","-","-","-","-","-","-","-","-","-","-","-","O","-","-","-","-","-","-","-","-","-","O","-","-","-","-","-","O","O","O","O"]
["Wireless adapter for portable","V30115",3200939,"启用","便携超无线适配器","Wireless adapter for portable",null,"海外/国内","ALL",null,2,"Suzhou","-","-","-","-","-","-","-","-","-","-","-","-","-","-","-","-","-","-","-","-","-","-","-","-","-","-","-","-","-","-","-","-","-","-","-","-","-","-","-","-","-","-","-","-","-","-","-","-","-","-","-","-","-","-","-","-","-","-","O","O","O","O","O","O","O","O","O","O","O","O","O","O","O","O","O","O","-","-","-","-","-","-","-","-","-","-","-","-","O","O","-","-","-","-","-","-","-","-","-","-","-","-","O","-","O","O","-","-","-","-","-","-","-","-","-","O","-","-","-","-","-","O","O","O","O"]
["TL-WN725N USB无线网卡3.0","V30878","3200939-2","未发布","便携超无线适配器","Wireless adapter for portable",null,"海外/国内","ALL",null,2,"Suzhou","-","-","-","-","-","-","-","-","-","-","-","-","-","-","-","-","-","-","-","-","-","-","-","-","-","-","-","-","-","-","-","-","-","-","-","-","-","-","-","-","-","-","-","-","-","-","-","-","-","-","-","-","-","-","-","-","-","-","-","-","-","-","-","-","-","-","-","-","-","-","-","-","-","-","-","-","-","-","-","-","-","-","-","-","-","-","-","-","-","-","-","-","-","-","-","-","-","-","-","-","-","-","-","-","-","-","-","-","-","-","-","-","-","-","-","-","-","-","-","-","-","-","-","-","-","-","-","-","-"]
["VCloud interface","V30173",6000075,"启用","远程传输接口","VCloud interface",null,"海外/国内","ALL",null,2,"Suzhou","X","X","X","X","X","X","X","X","X","X","X","X","X","X","X","X","X","X","X","X","X","X","X","X","X","X","X","X","X","X","X","X","X","X","X","X","X","X","X","X","X","X","X","X","X","X","X","X","X","X","X","X","X","X","X","X","X","X","X","X","X","X","X","X","X","X","X","X","X","X","X","X","X","X","X","X","X","X","X","X","X","X","X","X","X","X","X","X","X","X","X","X","X","X","X","X","X","X","X","X","X","X","X","X","X","X","X","X","X","X","X","X","X","X","X","X","X","X","X","X","X","X","X","X","X"]
["VGuide","V30214",1000492,"启用","微磁引导(含磁化器+体模)","VGuide",null,"海外/国内","ALL",null,2,"Suzhou","-","-","-","-","-","-","-","-","-","-","-","-","-","-","-","-","-","-","-","-","-","-","-","-","-","-","-","-","-","-","-","-","-","-","-","-","-","-","-","-","-","-","-","-","-","-","-","-","-","-","-","-","-","-","-","-","-","-","O","O","O","O","O","O","O","O","O","O","O","O","O","-","-","-","-","-","-","-","-","-","-","-","-","-","-","-","-","-","O","-","-","-","-","-","-","-","-","-","-","-","-","-","O","-","O","-","-","-","-","-","-","-","-","-","-","O","-","-","-","-","-","O","O","O","-"]
["USB single button foot switch ","V30083",3200608,"启用","USB单踏脚踏开关","USB single button foot switch ",null,"海外/国内","ALL",null,1,"Suzhou","-","-","-","-","-","-","-","-","-","-","-","-","-","-","-","-","-","-","-","-","-","-","-","-","-","-","-","-","-","-","-","-","-","-","-","-","-","-","-","-","-","-","-","-","-","-","-","-","O","O","O","O","O","O","O","O","O","O","-","-","-","-","-","-","-","-","-","-","-","-","-","-","-","-","-","-","-","-","-","-","-","-","O","O","O","O","O","O","-","-","-","-","-","-","-","-","-","-","-","-","O","O","-","-","-","-","-","-","-","-","-","-","O","O","O","-","O","O","O","O","O","-","-","-","-"]
["USB double button foot switch","V30084",3200609,"启用","USB双踏脚踏开关","USB double button foot switch",null,"海外/国内","ALL",null,1,"Suzhou","O","O","O","O","O","O","O","O","O","O","O","O","O","O","O","O","O","O","O","O","O","O","O","O","O","O","O","O","O","O","O","O","O","O","O","O","O","O","O","O","O","O","O","O","O","O","O","O","-","-","-","-","-","-","-","-","-","-","O","O","O","O","O","O","O","O","O","O","O","O","O","O","O","O","O","O","O","O","O","O","O","O","-","-","-","-","-","-","O","O","O","O","O","O","O","O","O","O","O","O","-","-","O","O","O","O","O","O","O","O","O","O","-","-","-","O","-","-","-","-","-","O","O","O","O"]
["USB video acquisition card for video output","V30151",3200744,"停用","中安USB视频采集卡（US2000视频采集盒）","USB video acquisition card for video output",null,"海外/国内","ALL",null,1,"Suzhou","O","O","O","O","O","O","O","O","O","O","O","O","O","-","-","-","-","-","-","-","-","O","O","O","O","O","O","O","O","O","O","O","O","O","O","O","O","O","O","O","O","O","O","O","O","O","O","O","O","O","O","O","O","O","O","O","O","O","-","-","-","-","-","-","O","O","O","O","O","O","O","O","O","O","O","O","O","O","O","O","O","O","O","O","O","O","O","O","O","O","O","O","-","O","O","-","O","O","O","O","O","O","O","O","O","O","O","O","O","O","O","O","O","O","O","O","O","O","O","O","O","O","O","O","O"]
["External Gel Warmer","V10047",9000077,"启用","外置导声胶加热器","External Gel Warmer",null,"海外/国内","ALL",null,1,"Suzhou","-","-","-","-","-","-","-","-","-","-","-","-","-","-","-","-","-","-","-","-","-","-","-","-","-","-","-","-","-","-","O","O","O","O","O","O","O","O","O","O","O","O","O","O","O","O","O","O","O","O","O","O","O","O","O","O","O","O","O","O","O","O","O","O","O","O","O","O","O","O","O","O","O","O","O","O","-","-","-","O","O","O","O","O","O","O","O","O","O","O","-","-","-","-","-","-","-","O","O","O","O","O","O","O","O","O","-","-","-","O","O","O","O","O","O","O","O","O","O","O","O","O","O","O","O"]
["R系列加热杯套件","V30776\n",2000438,"启用","R系列加热杯套件","Gel Warmer For R series",null,"海外/国内","ALL",null,1,"Suzhou",{"$nulls":13},"X","O","O","O","O","O","O","O","O","O","O","O","O","O","O","O","O","-","-","-","-","-","-","-","-","-","-","-","-","-","-","-","-","-","-","-","-","-","-","-","-","-","-","-","-","-","-","-","-","-","-","-","-","-","-","-","-","-","-","-","-","-","-","-","-","-","-","-","-","-","-","-","-","-","-","-","-","-","-","X","O","O","X","O","-","-","-","-","-","-","-","-","-","-","-","-","-","-","-","-","-","-","-","-","-","-","-","-","-","-","-","-"]
["USB audio adapter","V30341",3200691,"启用","USB 外置声卡 海备思HAGIBIS","USB audio adapter",null,"海外/国内","CN",null,1,"Suzhou","-","-","-","-","-","-","-","-","-","-","-","-","-","-","-","-","-","-","-","-","-","-","-","-","-","-","-","-","-","-","-","-","-","-","-","-","-","-","-","-","-","-","-","-","-","-","-","-","Δ","Δ","Δ","Δ","Δ","Δ","Δ","Δ","Δ","Δ","Δ","Δ","Δ","Δ","Δ","Δ","Δ","Δ","Δ","Δ","Δ","Δ","Δ","Δ","Δ","Δ","Δ","Δ","-","-","-","-","-","-","Δ","Δ","Δ","Δ","Δ","Δ","Δ","Δ","-","-","-","-","-","-","-","-","-","-","Δ","Δ","Δ","-","Δ","Δ","-","-","-","-","-","-","Δ","Δ","Δ","Δ","Δ","Δ","Δ","Δ","Δ","Δ","Δ","Δ","Δ"]
["DVI to HDMI cable for trolley &TOONA_50cm","V30424",3200788,"启用","DVI转HDMI视频输出线","DVI to HDMI cable for trolley &TOONA_50cm",null,"海外/国内","ALL",null,1,"Suzhou","-","-","-","-","-","-","-","-","-","-","-","-","-","-","-","-","-","-","-","-","-","-","-","-","-","-","-","-","-","-","-","-","-","-","-","-","-","-","-","-","-","-","-","-","-","-","-","-","-","-","-","-","-","-","-","-","-","-","-","-","-","-","-","-","-","-","-","-","-","-","-","-","-","-","-","-","-","-","-","-","-","-","-","-","-","-","-","-","-","-","-","-","-","-","-","-","-","-","-","-","-","-","-","-","-","-","-","-","-","-","-","-","-","-","-","-","-","-","-","-","-","-","-","-","-"]
["HDMI port adapter ","V30425",3201382,"启用","DVI转HDMI转接头","HDMI port adapter ",null,"海外/国内","ALL",null,1,"Suzhou","X","X","X","X","X","X","X","X","X","X","X","X","X","X","X","X","X","X","X","X","X","X","X","X","X","X","X","X","X","X","X","X","X","X","X","X","X","X","X","X","X","X","X","X","X","X","X","X","X","X","X","X","X","X","X","X","X","X","-","-","-","-","-","-","-","-","-","-","-","-","-","-","-","-","-","-","X","X","X","X","X","X","X","X","X","X","X","X","-","-","X","X","X","X","X","X","X","X","X","X","X","X","-","X","-","-","X","X","X","X","X","X","X","X","X","-","X","X","X","X","X","-","-","-","-"]
["USB Flash Drive","V30023",3200372,"启用","USB闪存盘","USB Flash Drive",null,"海外/国内","ALL",null,2,"Suzhou","O","O","O","O","O","O","O","O","O","O","O","O","O","O","O","O","O","O","O","O","O","O","O","O","O","O","O","O","O","O","O","O","O","O","O","O","O","O","O","O","O","O","O","O","O","O","O","O","O","O","O","O","O","O","O","O","O","O","O","O","O","O","O","O","O","O","O","O","O","O","O","O","O","O","O","O","O","O","O","O","O","O","O","O","O","O","O","O","O","O","O","O","O","O","O","O","O","O","O","O","O","O","O","O","O","O","O","O","O","O","O","O","O","O","O","O","O","O","O","O","O","O","O","O","O"]
["UP-X898MD BW printer","V30024",3200783,"启用","SONY打印机UP-X898MD","UP-X898MD BW printer",null,"海外/国内","ALL",null,1,"Suzhou","O","O","O","O","O","O","O","O","O","O","O","O","O","O","O","O","O","O","O","O","O","O","O","O","O","O","O","O","O","O","O","O","O","O","O","O","O","O","O","O","O","O","O","O","O","O","O","O","O","O","O","O","O","O","O","O","-","-","-","-","-","-","-","-","-","-","-","-","-","-","-","-","-","-","-","-","O","O","O","O","O","O","O","O","O","O","O","-","-","-","O","O","O","O","O","O","O","O","O","O","O","-","-","O","-","-","O","O","O","O","O","O","O","O","O","O","O","O","O","O","-","-","-","-","-"]
["UP-D898MD  printer（非CE国家）","V30657",3201814,"启用","UP-D898MD  printer","UP-D898MD  printer",null,"海外/国内","PY/PE/CO/AR/UY/SA/SY/YE/OM/AE/TR/MM/DZ/ET/KE/LY/MU/MA/NG/TZ/UG/TN/MX/EC/DO/GT/PH/KH/UZ/KG/KZ/IN/BO/CL/MY/IQ/TH/VN/KR/LB/NP/AU/UA/ZA/AO/BJ/GQ/ET/KE/RW/BI/MG/MZ/SC/BW/CM/BF/ML/SN/TG/GH/PS/BL/MD/CI/VE/MN/GH/BF/CR/BD/BY/HN/RU",null,1,"Suzhou","O","O","O","O","O","O","O","O","O","O","O","O","O","O","O","O","O","O","O","O","O","O","O","O","O","O","O","O","O","O","O","O","O","O","O","O","O","O","O","O","O","O","O","O","O","O","O","O","O","O","O","O","O","O","O","O","-","-","-","-","-","-","-","-","-","-","-","-","-","-","-","-","-","-","-","-","O","O","O","O","O","O","O","O","O","O","O","-","-","-","O","O","O","O","O","O","O","O","O","O","O","-","-","O","-","-","O","O","O","O","O","O","O","O","O","O","O","O","O","O","-","-","-","-","-"]
["UP-X898MD打印机套件","V30702","2000401","启用","UP-X898MD打印机套件","UP-X898MD BW printer",null,"海外/国内","ALL",null,1,"SuZhou","-","-","-","-","-","-","-","-","-","-","-","-","-","-","-","-","-","-","-","-","-","-","-","-","-","-","-","-","-","-","-","-","-","-","-","-","-","-","-","-","-","-","-","-","-","-","-","-","-","-","-","-","-","-","-","-","O","O","O","O","O","O","O","O","O","O","O","O","O","O","O","O","O","O","O","O","-","-","-","-","-","-","-","-","-","-","-","O","O","O","-","-","-","-","-","-","-","-","-","-","-","O","O","-","O","O","-","-","-","-","-","-","-","-","-","-","-","-","-","-","O","O","O","O","O"]
["UP-D898MD打印机套件（非CE国家）","V30703","2000402","启用","UP-D898MD打印机套件","UP-D898MD  printer",null,"海外/国内","PY/PE/CO/AR/UY/SA/SY/YE/OM/AE/TR/MM/DZ/ET/KE/LY/MU/MA/NG/TZ/UG/TN/MX/EC/DO/GT/PH/KH/UZ/KG/KZ/IN/BO/CL/MY/IQ/TH/VN/KR/LB/NP/AU/UA/ZA/AO/BJ/GQ/ET/KE/RW/BI/MG/MZ/SC/BW/CM/BF/ML/SN/TG/GH/PS/BL/MD/CI/VE/MN/GH/BF/CR/BD/BY/HN/RU",null,1,"Suzhou","-","-","-","-","-","-","-","-","-","-","-","-","-","-","-","-","-","-","-","-","-","-","-","-","-","-","-","-","-","-","-","-","-","-","-","-","-","-","-","-","-","-","-","-","-","-","-","-","-","-","-","-","-","-","-","-","O","O","O","O","O","O","O","O","O","O","O","O","O","O","O","O","O","O","O","O","-","-","-","-","-","-","-","-","-","-","-","O","O","O","-","-","-","-","-","-","-","-","-","-","-","O","O","-","O","O","-","-","-","-","-","-","-","-","-","-","-","-","-","-","O","O","O","O","O"]
["UP-D25MD color printer","V30025",3200153,"启用","UP-D25MD数字彩色图像打印机","UP-D25MD color printer",null,"海外/国内","ALL",null,1,"Suzhou","O","O","O","O","O","O","O","O","O","O","O","O","O","O","O","O","O","O","O","O","O","O","O","O","O","O","O","O","O","O","O","O","O","O","O","O","O","O","O","O","O","O","O","O","O","O","O","O","O","O","O","O","O","O","O","O","O","O","O","O","O","O","O","O","O","O","O","O","O","O","O","O","O","O","O","O","O","O","O","O","O","O","O","O","O","O","O","O","O","O","O","O","O","O","O","O","O","O","O","O","O","O","O","O","O","O","O","O","O","O","O","O","O","O","O","O","O","O","O","O","O","O","O","O","O"]
["USB DVDRW （E20）","V30108",1000387,"启用","USB刻录机E20系列","USB DVDRW （E20）",null,"海外/国内","ALL",null,1,"Suzhou","-","-","-","-","-","-","-","-","-","-","-","-","-","-","-","-","-","-","-","-","-","-","-","-","-","-","-","-","-","-","-","-","-","-","-","-","-","-","-","-","-","-","-","-","-","-","-","-","O","O","O","O","O","O","O","O","O","O","-","-","-","-","-","-","-","-","-","-","-","-","-","-","-","-","-","-","-","-","-","-","-","-","O","O","O","O","O","O","-","-","-","-","-","-","-","-","-","-","-","-","O","O","-","-","-","-","-","-","-","-","-","-","O","O","O","-","O","O","O","O","O","-","-","-","-"]
["USB DVDRW （portable）","V30180",3200725,"启用","USB刻录机便携机系列","USB DVDRW （portable）",null,"海外/国内","ALL",null,1,"Suzhou","-","-","-","-","-","-","-","-","-","-","-","-","-","-","-","-","-","-","-","-","-","-","-","-","-","-","-","-","-","-","-","-","-","-","-","-","-","-","-","-","-","-","-","-","-","-","-","-","-","-","-","-","-","-","-","-","-","-","O","O","O","O","O","O","O","O","O","O","O","O","O","O","O","O","O","O","-","-","-","-","-","-","-","-","-","-","-","-","O","O","-","-","-","-","-","-","-","-","-","-","-","-","O","-","O","O","-","-","-","-","-","-","-","-","-","O","-","-","-","-","-","O","O","O","O"]
["Cart-S INT ","V30162",9000058,"停用","散装海外版二口版","Cart-S INT ",null,"海外","ALL",null,1,"Suzhou","-","-","-","-","-","-","-","-","-","-","-","-","-","-","-","-","-","-","-","-","-","-","-","-","-","-","-","-","-","-","-","-","-","-","-","-","-","-","-","-","-","-","-","-","-","-","-","-","-","-","-","-","-","-","-","-","-","-","-","-","-","-","-","-","O","O","O","O","O","O","O","O","O","O","O","O","-","-","-","-","-","-","-","-","-","-","-","-","O","O","-","-","-","-","-","-","-","-","-","-","-","-","O","-","O","O","-","-","-","-","-","-","-","-","-","O","-","-","-","-","-","O","O","O","O"]
["2 extended probe ports","V30153",1000358,"停用","二探头口组件","2 extended probe ports",null,"海外/国内","ALL",null,1,"Suzhou","-","-","-","-","-","-","-","-","-","-","-","-","-","-","-","-","-","-","-","-","-","-","-","-","-","-","-","-","-","-","-","-","-","-","-","-","-","-","-","-","-","-","-","-","-","-","-","-","-","-","-","-","-","-","-","-","-","-","-","-","-","-","-","-","O","O","O","O","O","O","O","O","O","O","O","O","-","-","-","-","-","-","-","-","-","-","-","-","O","O","-","-","-","-","-","-","-","-","-","-","-","-","O","-","O","O","-","-","-","-","-","-","-","-","-","O","-","-","-","-","-","O","O","O","O"]
["Cart-S INT for 3P","V10043",9000074,"停用","散装海外三口版","Cart-S INT for 3P",null,"海外","ALL",null,1,"Suzhou","-","-","-","-","-","-","-","-","-","-","-","-","-","-","-","-","-","-","-","-","-","-","-","-","-","-","-","-","-","-","-","-","-","-","-","-","-","-","-","-","-","-","-","-","-","-","-","-","-","-","-","-","-","-","-","-","-","-","-","-","-","-","-","-","O","O","O","O","O","O","O","O","O","O","O","O","-","-","-","-","-","-","-","-","-","-","-","-","O","O","-","-","-","-","-","-","-","-","-","-","-","-","O","-","O","O","-","-","-","-","-","-","-","-","-","O","-","-","-","-","-","O","O","O","O"]
["3 extended probe ports","V30152","1000362-1","停用","三探头口组件","3 extended probe ports",null,"海外/国内","ALL",null,1,"Suzhou","-","-","-","-","-","-","-","-","-","-","-","-","-","-","-","-","-","-","-","-","-","-","-","-","-","-","-","-","-","-","-","-","-","-","-","-","-","-","-","-","-","-","-","-","-","-","-","-","-","-","-","-","-","-","-","-","-","-","-","-","-","-","-","-","O","O","O","O","O","O","O","O","O","O","O","O","-","-","-","-","-","-","-","-","-","-","-","-","O","O","-","-","-","-","-","-","-","-","-","-","-","-","O","-","O","O","-","-","-","-","-","-","-","-","-","O","-","-","-","-","-","O","O","O","O"]
["Cart-F with battery and 3 probe ports","V30207",9000087,"停用","带三口探头箱电池包推车  CART-F","Cart-F with battery and 3 probe ports",null,"海外/国内","ALL",null,1,"Suzhou","-","-","-","-","-","-","-","-","-","-","-","-","-","-","-","-","-","-","-","-","-","-","-","-","-","-","-","-","-","-","-","-","-","-","-","-","-","-","-","-","-","-","-","-","-","-","-","-","-","-","-","-","-","-","-","-","-","-","-","-","-","-","-","-","O","O","O","O","O","O","O","O","O","O","O","O","-","-","-","-","-","-","-","-","-","-","-","-","O","O","-","-","-","-","-","-","-","-","-","-","-","-","O","-","O","O","-","-","-","-","-","-","-","-","-","O","-","-","-","-","-","O","O","O","O"]
["CART-S散装版-新","V30520",9000584,"停用","散装海外版","Cart-S INT ( separate cart only or with 3 extended probe ports）",null,"海外","ALL",null,1,"Suzhou","-","-","-","-","-","-","-","-","-","-","-","-","-","-","-","-","-","-","-","-","-","-","-","-","-","-","-","-","-","-","-","-","-","-","-","-","-","-","-","-","-","-","-","-","-","-","-","-","-","-","-","-","-","-","-","-","-","-","-","-","-","-","-","-","O","O","O","O","O","O","O","O","O","O","O","O","-","-","-","-","-","-","-","-","-","-","-","-","O","O","-","-","-","-","-","-","-","-","-","-","-","-","O","-","O","O","-","-","-","-","-","-","-","-","-","O","-","-","-","-","-","O","O","O","O"]
["CART-S通用版（海外）","V10854","9000584-1","启用","CART-S通用版","Cart-S INT ",null,"海外","ALL",null,1,"Suzhou",{"$nulls":58},"O","O","O","O","O","O","O","O","O","O","O","O","O","O","O","O","O","O",{"$nulls":12},"O","O","-","-",{"$nulls":6},"-","-","-","-","O","-","O","O","-",null,"-","-","-","-","-","-","-","O","-","-","-","-","-","O","O","O","O"]
["二探头组件-新","V30524",1000914,"停用","二探头口组件","2 extended probe ports",null,"海外/国内","ALL",null,1,"Suzhou","-","-","-","-","-","-","-","-","-","-","-","-","-","-","-","-","-","-","-","-","-","-","-","-","-","-","-","-","-","-","-","-","-","-","-","-","-","-","-","-","-","-","-","-","-","-","-","-","-","-","-","-","-","-","-","-","-","-","-","-","-","-","-","-","O","O","O","O","O","O","O","O","O","O","O","O","-","-","-","-","-","-","-","-","-","-","-","-","O","O","-","-","-","-","-","-","-","-","-","-","-","-","O","-","O","O","-","-","-","-","-","-","-","-","-","O","-","-","-","-","-","O","O","O","O"]
["三探头口组件-新","V30525",1000915,"启用","三探头口组件","3 extended probe ports",null,"海外/国内","ALL",null,1,"Suzhou","-","-","-","-","-","-","-","-","-","-","-","-","-","-","-","-","-","-","-","-","-","-","-","-","-","-","-","-","-","-","-","-","-","-","-","-","-","-","-","-","-","-","-","-","-","-","-","-","-","-","-","-","-","-","-","-","-","-","O","O","O","O","O","O","O","O","O","O","O","O","O","O","O","O","O","O","-","-","-","-","-","-","-","-","-","-","-","-","O","O","-","-","-","-","-","-","-","-","-","-","-","-","O","-","O","O","-","-","-","-","-","-","-","-","-","O","-","-","-","-","-","O","O","O","O"]
["带三口探头箱电池包推车  CART-F-新","V30519",9000583,"启用","带三口探头箱电池包推车  CART-F","Cart-F with battery and 3 probe ports",null,"海外/国内","ALL",null,1,"Suzhou","-","-","-","-","-","-","-","-","-","-","-","-","-","-","-","-","-","-","-","-","-","-","-","-","-","-","-","-","-","-","-","-","-","-","-","-","-","-","-","-","-","-","-","-","-","-","-","-","-","-","-","-","-","-","-","-","-","-","-","-","-","-","-","-","O","O","O","O","O","O","O","O","O","O","O","O","-","-","-","-","-","-","-","-","-","-","-","-","O","O","-","-","-","-","-","-","-","-","-","-","-","-","O","-","O","O","-","-","-","-","-","-","-","-","-","O","-","-","-","-","-","O","O","O","O"]
["CART带电池包全功能手推车通用版 ","V10853","9000583-1","启用","CART带电池包全功能手推车通用版 ","Cart-F with battery and 3 probe ports",null,"海外/国内","ALL",null,1,"Suzhou","-","-","-","-","-","-","-","-","-","-","-","-","-","-","-","-","-","-","-","-","-","-","-","-","-","-","-","-","-","-","-","-","-","-","-","-","-","-","-","-","-","-","-","-","-","-","-","-","-","-","-","-","-","-","-","-","-","-","O","O","O","O","O","O","-","-","-","-","-","-","-","-","-","-","-","-","-","-","-","-","-","-","-","-","-","-","-","-","-","-","-","-","-","-","-","-","-","-","-","-","-","-","-","-","-","-","-","-","-","-","-","-","-","-","-","-","-","-","-","-","-","-","-","-","-","-","-","-","-"]
["Cart_F Basic User Manual _EN","V30266",8000143,"启用","台车操作手册英文版","Cart_F Basic User Manual _EN",null,"海外","ALL",null,1,"Suzhou","-","-","-","-","-","-","-","-","-","-","-","-","-","-","-","-","-","-","-","-","-","-","-","-","-","-","-","-","-","-","-","-","-","-","-","-","-","-","-","-","-","-","-","-","-","-","-","-","-","-","-","-","-","-","-","-","-","-","O","O","O","O","O","O","O","O","O","O","O","O","O","O","O","O","O","O","-","-","-","-","-","-","-","-","-","-","-","-","O","O","-","-","-","-","-","-","-","-","-","-","-","-","O","-","O","O","-","-","-","-","-","-","-","-","-","O","-","-","-","-","-","O","O","O","O"]
["Cart_F Basic User Manual _DE","V30437",8000438,"启用","台车操作手册德语版","Cart_F Basic User Manual _DE",null,"海外","ALL",null,1,"Suzhou","-","-","-","-","-","-","-","-","-","-","-","-","-","-","-","-","-","-","-","-","-","-","-","-","-","-","-","-","-","-","-","-","-","-","-","-","-","-","-","-","-","-","-","-","-","-","-","-","-","-","-","-","-","-","-","-","-","-","O","O","O","O","O","O","O","O","O","O","O","O","O","O","O","O","O","O","-","-","-","-","-","-","-","-","-","-","-","-","O","O","-","-","-","-","-","-","-","-","-","-","-","-","O","-","O","O","-","-","-","-","-","-","-","-","-","O","-","-","-","-","-","O","O","O","O"]
["Cart_F Basic User Manual _PT-BR","V30802",8000631,"启用","台车操作手册葡萄牙语版","Cart_F Basic User Manual _PT-BR",null,"海外","ALL",null,1,"Suzhou","-","-","-","-","-","-","-","-","-","-","-","-","-","-","-","-","-","-","-","-","-","-","-","-","-","-","-","-","-","-","-","-","-","-","-","-","-","-","-","-","-","-","-","-","-","-","-","-","-","-","-","-","-","-","-","-","-","-","O","O","O","O","O","O","O","O","O","O","O","O","O","O","O","O","O","O","-","-","-","-","-","-","-","-","-","-","-","-","O","O","-","-","-","-","-","-","-","-","-","-","-","-","O","-","O","O","-","-","-","-","-","-","-","-","-","O","-","-","-","-","-","O","O","O","O"]
["Cart_F Basic User Manual _RU","V30810",8000534,"启用","台车操作手册俄语版","Cart_F Basic User Manual _RU",null,"海外","ALL",null,1,"Suzhou","-","-","-","-","-","-","-","-","-","-","-","-","-","-","-","-","-","-","-","-","-","-","-","-","-","-","-","-","-","-","-","-","-","-","-","-","-","-","-","-","-","-","-","-","-","-","-","-","-","-","-","-","-","-","-","-","-","-","O","O","O","O","O","O","O","O","O","O","O","O","O","O","O","O","O","O","-","-","-","-","-","-","-","-","-","-","-","-","O","O","-","-","-","-","-","-","-","-","-","-","-","-","O","-","O","O","-","-","-","-","-","-","-","-","-","O","-","-","-","-","-","O","O","O","O"]
["2 extended probe ports（单独购买）","V30153",2000169,"停用","二探头口组件","2 extended probe ports(only for single purchase)",null,"海外/国内","ALL",null,1,"Suzhou","-","-","-","-","-","-","-","-","-","-","-","-","-","-","-","-","-","-","-","-","-","-","-","-","-","-","-","-","-","-","-","-","-","-","-","-","-","-","-","-","-","-","-","-","-","-","-","-","-","-","-","-","-","-","-","-","-","-","-","-","-","-","-","-","O","O","O","O","O","O","O","O","O","O","O","O","-","-","-","-","-","-","-","-","-","-","-","-","O","O","-","-","-","-","-","-","-","-","-","-","-","-","O","-","O","O","-","-","-","-","-","-","-","-","-","O","-","-","-","-","-","O","O","O","O"]
["3 extended probe ports（单独购买）","V30152",2000170,"停用","三探头口组件","3 extended probe ports(only for single purchase)",null,"海外/国内","ALL",null,1,"Suzhou","-","-","-","-","-","-","-","-","-","-","-","-","-","-","-","-","-","-","-","-","-","-","-","-","-","-","-","-","-","-","-","-","-","-","-","-","-","-","-","-","-","-","-","-","-","-","-","-","-","-","-","-","-","-","-","-","-","-","-","-","-","-","-","-","O","O","O","O","O","O","O","O","O","O","O","O","-","-","-","-","-","-","-","-","-","-","-","-","O","O","-","-","-","-","-","-","-","-","-","-","-","-","O","-","O","O","-","-","-","-","-","-","-","-","-","O","-","-","-","-","-","O","O","O","O"]
["二探头组件-新（单独购买）","V30524",2000252,"停用","二探头套件","2 extended probe ports(only for single purchase)",null,"海外/国内","ALL",null,1,"Suzhou","-","-","-","-","-","-","-","-","-","-","-","-","-","-","-","-","-","-","-","-","-","-","-","-","-","-","-","-","-","-","-","-","-","-","-","-","-","-","-","-","-","-","-","-","-","-","-","-","-","-","-","-","-","-","-","-","-","-","-","-","-","-","-","-","O","O","O","O","O","O","O","O","O","O","O","O","-","-","-","-","-","-","-","-","-","-","-","-","O","O","-","-","-","-","-","-","-","-","-","-","-","-","O","-","O","O","-","-","-","-","-","-","-","-","-","O","-","-","-","-","-","O","O","O","O"]
["三探头口组件-新（单独购买）","V30525",2000253,"启用","三探头口套件","3 extended probe ports(only for single purchase)",null,"海外/国内","ALL",null,1,"Suzhou","-","-","-","-","-","-","-","-","-","-","-","-","-","-","-","-","-","-","-","-","-","-","-","-","-","-","-","-","-","-","-","-","-","-","-","-","-","-","-","-","-","-","-","-","-","-","-","-","-","-","-","-","-","-","-","-","-","-","O","O","O","O","O","O","O","O","O","O","O","O","O","O","O","O","O","O","-","-","-","-","-","-","-","-","-","-","-","-","O","O","-","-","-","-","-","-","-","-","-","-","-","-","O","-","O","O","-","-","-","-","-","-","-","-","-","O","-","-","-","-","-","O","O","O","O"]
["CART-L","V10304",9000507,"停用","简易台车","CART-L",null,"海外","ALL",null,1,"Suzhou","-","-","-","-","-","-","-","-","-","-","-","-","-","-","-","-","-","-","-","-","-","-","-","-","-","-","-","-","-","-","-","-","-","-","-","-","-","-","-","-","-","-","-","-","-","-","-","-","-","-","-","-","-","-","-","-","-","-","-","-","-","-","-","-","O","O","O","O","O","O","O","O","O","O","O","O","-","-","-","-","-","-","-","-","-","-","-","-","O","O","-","-","-","-","-","-","-","-","-","-","-","-","O","-","O","O","-","-","-","-","-","-","-","-","-","O","-","-","-","-","-","O","O","O","O"]
["CART-L海外通用版","V10852","9000507-1","启用","简易台车","CART-L",null,"海外","ALL",null,1,"Suzhou","-","-","-","-","-","-","-","-","-","-","-","-","-","-","-","-","-","-","-","-","-","-","-","-","-","-","-","-","-","-","-","-","-","-","-","-","-","-","-","-","-","-","-","-","-","-","-","-","-","-","-","-","-","-","-","-","-","-","O","O","O","O","O","O","O","O","O","O","O","O","O","O","O","O","O","O","-","-","-","-","-","-","-","-","-","-","-","-","O","O","-","-","-","-","-","-","-","-","-","-","-","-","O","-","O","O","-","-","-","-","-","-","-","-","-","O","-","-","-","-","-","O","O","O","O","-","-","-","-","-"]
["CART-L两口探头箱组件","V30466",1000865,"停用","CART-L两口探头箱组件","CART-L 2 extended probe ports",null,"海外/国内","ALL",null,1,"Suzhou","-","-","-","-","-","-","-","-","-","-","-","-","-","-","-","-","-","-","-","-","-","-","-","-","-","-","-","-","-","-","-","-","-","-","-","-","-","-","-","-","-","-","-","-","-","-","-","-","-","-","-","-","-","-","-","-","-","-","-","-","-","-","-","-","O","O","O","O","O","O","O","O","O","O","O","O","-","-","-","-","-","-","-","-","-","-","-","-","O","O","-","-","-","-","-","-","-","-","-","-","-","-","O","-","O","O","-","-","-","-","-","-","-","-","-","O","-","-","-","-","-","O","O","O","O"]
["CART-L两口探头箱组件"," V30466",1000798,"启用","CART-L两口探头箱组件","CART-L 2 extended probe ports",null,"海外/国内","ALL",null,1,"Suzhou","-","-","-","-","-","-","-","-","-","-","-","-","-","-","-","-","-","-","-","-","-","-","-","-","-","-","-","-","-","-","-","-","-","-","-","-","-","-","-","-","-","-","-","-","-","-","-","-","-","-","-","-","-","-","-","-","-","-","O","O","O","O","O","O","O","O","O","O","O","O","O","O","O","O","O","O","-","-","-","-","-","-","-","-","-","-","-","-","O","O","-","-","-","-","-","-","-","-","-","-","-","-","O","-","O","O","-","-","-","-","-","-","-","-","-","O","-","-","-","-","-","O","O","O","O"]
["CART-L三口探头箱组件","V30467",1000799,"启用","CART-L三口探头箱组件","CART-L 3 extended probe ports",null,"海外/国内","ALL",null,1,"Suzhou","-","-","-","-","-","-","-","-","-","-","-","-","-","-","-","-","-","-","-","-","-","-","-","-","-","-","-","-","-","-","-","-","-","-","-","-","-","-","-","-","-","-","-","-","-","-","-","-","-","-","-","-","-","-","-","-","-","-","O","O","O","O","O","O","O","O","O","O","O","O","O","O","O","O","O","O","-","-","-","-","-","-","-","-","-","-","-","-","O","O","-","-","-","-","-","-","-","-","-","-","-","-","O","-","O","O","-","-","-","-","-","-","-","-","-","O","-","-","-","-","-","O","O","O","O"]
["CART-L两口探头箱套件（单独购买）"," V30466",2000277,"启用","CART-L两口探头箱套件","CART-L 2 extended probe ports(only for single purchase)",null,"海外/国内","ALL",null,1,"Suzhou","-","-","-","-","-","-","-","-","-","-","-","-","-","-","-","-","-","-","-","-","-","-","-","-","-","-","-","-","-","-","-","-","-","-","-","-","-","-","-","-","-","-","-","-","-","-","-","-","-","-","-","-","-","-","-","-","-","-","O","O","O","O","O","O","O","O","O","O","O","O","O","O","O","O","O","O","-","-","-","-","-","-","-","-","-","-","-","-","O","O","-","-","-","-","-","-","-","-","-","-","-","-","O","-","O","O","-","-","-","-","-","-","-","-","-","O","-","-","-","-","-","O","O","O","O"]
["CART-L三口探头箱套件（单独购买）"," V30467",2000278,"启用","CART-L三口探头箱套件","CART-L 3 extended probe ports(only for single purchase)",null,"海外/国内","ALL",null,1,"Suzhou","-","-","-","-","-","-","-","-","-","-","-","-","-","-","-","-","-","-","-","-","-","-","-","-","-","-","-","-","-","-","-","-","-","-","-","-","-","-","-","-","-","-","-","-","-","-","-","-","-","-","-","-","-","-","-","-","-","-","O","O","O","O","O","O","O","O","O","O","O","O","O","O","O","O","O","O","-","-","-","-","-","-","-","-","-","-","-","-","O","O","-","-","-","-","-","-","-","-","-","-","-","-","O","-","O","O","-","-","-","-","-","-","-","-","-","O","-","-","-","-","-","O","O","O","O"]
["USB B/W graphic printer slot","V30160",1000367,"停用","CART打印机支架组件","USB B/W graphic printer slot",null,"海外/国内","ALL",null,1,"Suzhou","-","-","-","-","-","-","-","-","-","-","-","-","-","-","-","-","-","-","-","-","-","-","-","-","-","-","-","-","-","-","-","-","-","-","-","-","-","-","-","-","-","-","-","-","-","-","-","-","-","-","-","-","-","-","-","-","-","-","X","X","X","X","X","X","X","X","X","X","X","X","X","X","X","X","X","X","-","-","-","-","-","-","-","-","-","-","-","-","X","X","-","-","-","-","-","-","-","-","-","-","-","-","X","-","X","X","-","-","-","-","-","-","-","-","-","X","-","-","-","-","-","X","X","X","X"]
["HDMI port,VGA port,S-Video port","V30206",1000473,"启用","HDMI/VGA/S-Video转接口","HDMI port,VGA port,S-Video port",null,"海外/国内","ALL",null,1,"Suzhou","-","-","-","-","-","-","-","-","-","-","-","-","-","-","-","-","-","-","-","-","-","-","-","-","-","-","-","-","-","-","-","-","-","-","-","-","-","-","-","-","-","-","-","-","-","-","-","-","-","-","-","-","-","-","-","-","-","-","O","O","O","O","O","O","O","O","O","O","O","O","O","O","O","O","O","O","-","-","-","-","-","-","-","-","-","-","-","-","O","O","-","-","-","-","-","-","-","-","-","-","-","-","O","-","O","O","-","-","-","-","-","-","-","-","-","O","-","-","-","-","-","O","O","O","O"]
["Battery Pack with separated package","V30148",1000349,"启用","独立包装电池","Battery Pack with separated package",null,"海外/国内","ALL",null,1,"Suzhou","-","-","-","-","-","-","-","-","-","-","-","-","-","-","-","-","-","-","-","-","-","-","-","-","-","-","-","-","-","-","-","-","-","-","-","-","-","-","-","-","-","-","-","-","-","-","-","-","-","-","-","-","-","-","-","-","-","-","-","-","-","-","-","-","O","O","O","O","O","O","O","O","O","O","O","O","-","-","-","-","-","-","-","-","-","-","-","-","O","O","-","-","-","-","-","-","-","-","-","-","-","-","O","-","O","O","-","-","-","-","-","-","-","-","-","O","-","-","-","-","-","O","O","O","O"]
["DP to S-Video, HDMI(DVI), VGA converter on cart","V30208",1000476,"停用","CART视频转换输出组件","DP to S-Video, HDMI(DVI), VGA converter on cart",null,"海外/国内","ALL",null,1,"Suzhou","-","-","-","-","-","-","-","-","-","-","-","-","-","-","-","-","-","-","-","-","-","-","-","-","-","-","-","-","-","-","-","-","-","-","-","-","-","-","-","-","-","-","-","-","-","-","-","-","-","-","-","-","-","-","-","-","-","-","O","O","O","O","O","O","O","O","O","O","O","O","O","O","O","O","O","O","-","-","-","-","-","-","-","-","-","-","-","-","O","O","-","-","-","-","-","-","-","-","-","-","-","-","O","-","O","O","-","-","-","-","-","-","-","-","-","O","-","-","-","-","-","O","O","O","O"]
["Cart USB hub","V30158",1000366,"启用","台车USB 转接口","Cart USB hub",null,"海外/国内","ALL",null,1,"Suzhou","-","-","-","-","-","-","-","-","-","-","-","-","-","-","-","-","-","-","-","-","-","-","-","-","-","-","-","-","-","-","-","-","-","-","-","-","-","-","-","-","-","-","-","-","-","-","-","-","-","-","-","-","-","-","-","-","-","-","O","O","O","O","O","O","O","O","O","O","O","O","O","O","O","O","O","O","-","-","-","-","-","-","-","-","-","-","-","-","O","O","-","-","-","-","-","-","-","-","-","-","-","-","O","-","O","O","-","-","-","-","-","-","-","-","-","O","-","-","-","-","-","O","O","O","O"]
["定制拉杆箱组件","V30551",1001024,"启用","便携式拉杆箱","Travelling case ",null,"海外/国内","ALL",null,1,"Suzhou","-","-","-","-","-","-","-","-","-","-","-","-","-","-","-","-","-","-","-","-","-","-","-","-","-","-","-","-","-","-","-","-","-","-","-","-","-","-","-","-","-","-","-","-","-","-","-","-","-","-","-","-","-","-","-","-","-","-","O","O","O","O","O","O","O","O","O","O","O","O","O","O","O","O","O","O","-","-","-","-","-","-","-","-","-","-","-","-","O","O","-","-","-","-","-","-","-","-","-","-","-","-","O","-","O","O","-","-","-","-","-","-","-","-","-","O","-","-","-","-","-","O","O","O","O"]
["V8箱包组件（新秀丽）","V30543",1000321,"停用","便携式拉杆箱","Travelling case(Sam sonite)",null,"海外/国内","ALL",null,1,"Suzhou","-","-","-","-","-","-","-","-","-","-","-","-","-","-","-","-","-","-","-","-","-","-","-","-","-","-","-","-","-","-","-","-","-","-","-","-","-","-","-","-","-","-","-","-","-","-","-","-","-","-","-","-","-","-","-","-","-","-","-","-","-","-","-","-","O","O","O","O","O","O","O","O","O","O","O","O","-","-","-","-","-","-","-","-","-","-","-","-","O","O","-","-","-","-","-","-","-","-","-","-","-","-","O","-","O","O","-","-","-","-","-","-","-","-","-","O","-","-","-","-","-","O","O","O","O"]
["portable 箱包组件","V30147",1000664,"停用","便携式拉杆箱","Travelling case",null,"海外/国内","ALL",null,1,"Suzhou","-","-","-","-","-","-","-","-","-","-","-","-","-","-","-","-","-","-","-","-","-","-","-","-","-","-","-","-","-","-","-","-","-","-","-","-","-","-","-","-","-","-","-","-","-","-","-","-","-","-","-","-","-","-","-","-","-","-","-","-","-","-","-","-","O","O","O","O","O","O","O","O","O","O","O","O","-","-","-","-","-","-","-","-","-","-","-","-","O","O","-","-","-","-","-","-","-","-","-","-","-","-","O","-","O","O","-","-","-","-","-","-","-","-","-","O","-","-","-","-","-","O","O","O","O"]
["台车 电池包组件","V30155",1000363,"启用","台车 电池包组件","CART battery pack assembly",null,"海外/国内","ALL",null,1,"Suzhou","-","-","-","-","-","-","-","-","-","-","-","-","-","-","-","-","-","-","-","-","-","-","-","-","-","-","-","-","-","-","-","-","-","-","-","-","-","-","-","-","-","-","-","-","-","-","-","-","-","-","-","-","-","-","-","-","-","-","O","O","O","O","O","O","O","O","O","O","O","O","O","O","O","O","O","O","-","-","-","-","-","-","-","-","-","-","-","-","O","O","-","-","-","-","-","-","-","-","-","-","-","-","O","-","O","O","-","-","-","-","-","-","-","-","-","O","-","-","-","-","-","O","O","O","O"]
["探头挂架扩展组件（一转三）","V30518",1000850,"启用","探头挂架扩展组件","extended probe hold",null,"海外/国内","ALL",null,1,"Suzhou","O","O","O","O","O","O","O","O","O","O","O","O","O","O","O","O","O","O","O","O","O","O","O","O","O","O","O","O","O","O","O","O","O","O","O","O","O","O","O","O","O","O","O","O","O","O","O","O","O","O","O","O","O","O","O","O","O","O","-","-","-","-","-","-","-","-","-","-","-","-","-","-","-","-","-","-","O","O","O","O","O","O","O","O","O","O","O","O","-","-","O","O","O","O","O","O","O","O","O","O","O","O","-","O","-","-","O","O","O","O","O","O","O","O","O","-","O","O","O","O","O","-","-","-","-"]
["X1系列腔内探头挂架组件","V30661",1001239,"未发布","X1腔内探头挂架组件","X1 Endocavity probe holder",null,"海外/国内","ALL",null,1,"Suzhou","-","-","-","-","-","-","-","-","-","-","-","-","-","-","-","-","-","-","-","-","-","-","-","-","-","-","-","-","-","-","-","-","-","-","-","-","-","-","-","-","-","-","-","-","-","-","-","-","-","-","-","-","-","-","-","-","O","O","-","-","-","-","-","-","-","-","-","-","-","-","-","-","-","-","-","-","-","-","-","-","-","-","-","-","-","-","-","O","-","-","-","-","-","-","-","-","-","-","-","-","-","O","-","-","-","-","-","-","-","-","-","-","-","O","-","-","-","-","-","-","O","-","-","-","-"]
["E20/E10系列腔内探头挂架组件","V30662",1001240,"未发布","E20腔内探头挂架组件","E20 Endocavity probe holder",null,"海外/国内","ALL",null,1,"Suzhou","-","-","-","-","-","-","-","-","-","-","-","-","-","-","-","-","-","-","-","-","-","-","-","-","-","-","-","-","-","-","-","-","-","-","-","-","-","-","-","-","-","-","-","-","-","-","-","-","O","O","O","O","O","O","O","O","-","-","-","-","-","-","-","-","-","-","-","-","-","-","-","-","-","-","-","-","-","-","-","-","-","-","O","O","O","O","O","-","-","-","-","-","-","-","-","-","-","-","-","-","O","-","-","-","-","-","-","-","-","-","-","-","O","-","O","-","O","O","O","O","-","-","-","-","-"]
["E35/G55系列腔内探头挂架组件","V30663",1001241,"启用","G55腔内探头挂架组件","G55 Endocavity probe holder",null,"海外/国内","ALL",null,1,"Suzhou","-","-","-","-","-","-","-","-","-","-","-","-","-","-","-","-","-","-","-","-","-","-","-","-","-","-","-","-","-","-","O","O","O","O","O","O","O","O","O","O","O","O","O","O","O","O","O","O","-","-","-","-","-","-","-","-","-","-","-","-","-","-","-","-","-","-","-","-","-","-","-","-","-","-","-","-","-","-","-","O","O","O","-","-","-","-","-","-","-","-","-","-","-","-","-","-","-","O","O","O","-","-","-","O","-","-","-","-","-","O","O","O","-","-","-","-","-","-","-","-","-","-","-","-","-"]
["腔内探头搁架套件","V30685",2000369,"启用","腔内探头搁架套件"," Endocavity probe holder",null,"海外/国内","ALL",null,1,"SuZhou","O","O","O","O","O","O","O","O","O","O","O","O","O","-","-","-","-","-","-","-","-","-","-","-","-","-","-","-","-","-","-","-","-","-","-","-","-","-","-","-","-","-","-","-","-","-","-","-","-","-","-","-","-","-","-","-","-","-","-","-","-","-","-","-","-","-","-","-","-","-","-","-","-","-","-","-","O","O","O","-","-","-","-","-","-","-","-","-","-","-","O","O","-","-","-","-","-","-","-","-","-","-","-","-","-","-","O","O","O","-","-","-","-","-","-","-","-","-","-","-","-","-","-","-","-"]
["OEM-G65 Monitor显示器套件","V40049",2000323,"启用","OEM-G65 Monitor显示器套件","V60 LED Monitor",null,"海外","IN",null,1,"Suzhou","-","-","-","-","-","-","-","-","-","-","-","-","-","-","-","-","-","-","-","-","-","-","-","-","-","-","-","-","-","-","-","-","-","-","-","-","-","-","-","-","-","-","-","-","-","-","-","-","-","-","-","-","-","-","-","-","-","-","-","-","-","-","-","-","-","-","-","-","-","-","-","-","-","-","-","-","-","-","-","-","-","-","-","-","-","-","-","-","-","-","-","O","-","-","-","-","-","-","-","-","-","-","-","-","-","-","-","-","-","-","-","-","-","-","-","-","-","-","-","-","-","-","-","-","-"]
["OEM-E35显示器套件","V40034",2000282,"启用","OEM-Mumbai-E35显示器套件","V40 LED Monitor",null,"海外","IN",null,1,"Suzhou","-","-","-","-","-","-","-","-","-","-","-","-","-","-","-","-","-","-","-","-","-","-","-","-","-","-","-","-","-","-","-","-","-","-","-","-","-","-","-","-","-","-","-","-","-","-","-","-","-","-","-","-","-","-","-","-","-","-","-","-","-","-","-","-","-","-","-","-","-","-","-","-","-","-","-","-","-","-","-","-","-","-","-","-","-","-","-","-","-","-","-","-","-","-","-","-","-","-","O","O","-","-","-","-","-","-","-","-","-","-","-","-","-","-","-","-","-","-","-","-","-","-","-","-","-"]
["OEM-X2显示器套件","V40035",2000283,"启用","OEM-Mumbai-X2显示器套件","V20 LED Monitor",null,"海外","IN",null,1,"Suzhou","-","-","-","-","-","-","-","-","-","-","-","-","-","-","-","-","-","-","-","-","-","-","-","-","-","-","-","-","-","-","-","-","-","-","-","-","-","-","-","-","-","-","-","-","-","-","-","-","-","-","-","-","-","-","-","-","-","-","-","-","-","-","-","-","-","-","-","-","-","-","-","-","-","-","-","-","-","-","-","-","-","-","-","-","-","-","-","-","-","-","-","-","-","-","-","-","-","-","-","-","O","-","-","-","-","-","-","-","-","-","-","-","-","-","-","-","-","-","-","-","-","-","-","-","-"]
["OEM-X1E Monitor套件","V40046",2000317,"启用","OEM-X1E Monitor套件","V9 LED Monitor",null,"海外","IN",null,1,"Suzhou","-","-","-","-","-","-","-","-","-","-","-","-","-","-","-","-","-","-","-","-","-","-","-","-","-","-","-","-","-","-","-","-","-","-","-","-","-","-","-","-","-","-","-","-","-","-","-","-","-","-","-","-","-","-","-","-","-","-","-","-","-","-","-","-","-","-","-","-","-","-","-","-","-","-","-","-","-","-","-","-","-","-","-","-","-","-","-","-","-","-","-","-","-","-","-","-","-","-","-","-","-","O","-","-","-","-","-","-","-","-","-","-","-","-","-","-","-","-","-","-","-","-","-","-","-"]
["Portable keyboard dust film(Minimum order quantity 10pcs,1pcs/1package)","V30422",3001755,"启用","portable键盘防尘膜","Portable keyboard dust film(Minimum order quantity 10pcs,1pcs/1package)",null,"海外/国内","ALL",null,1,"Suzhou","-","-","-","-","-","-","-","-","-","-","-","-","-","-","-","-","-","-","-","-","-","-","-","-","-","-","-","-","-","-","-","-","-","-","-","-","-","-","-","-","-","-","-","-","-","-","-","-","-","-","-","-","-","-","-","-","-","-","O","O","O","O","O","O","O","O","O","O","O","O","O","O","O","O","O","O","-","-","-","-","-","-","-","-","-","-","-","-","O","O","-","-","-","-","-","-","-","-","-","-","-","-","O","-","O","O","-","-","-","-","-","-","-","-","-","O","-","-","-","-","-","O","O","O","O"]
["G55系列键盘防水膜套件","V30513",2000262,"启用"," 键盘防水膜套件","G55 series keyboard waterproof kit(Minimum package quantity 10pcs,10pcs/Bag)",null,"海外/国内","ALL",null,1,"Suzhou","-","-","-","-","-","-","-","-","-","-","-","-","-","O","O","O","O","O","O","O","O","O","O","O","O","O","O","O","O","O","O","O","O","O","O","O","O","O","O","O","O","O","O","O","O","O","O","O","-","-","-","-","-","-","-","-","-","-","-","-","-","-","-","-","-","-","-","-","-","-","-","-","-","-","-","-","-","-","-","O","O","O","-","-","-","-","-","-","-","-","-","-","O","O","O","O","O","O","-","-","-","-","-","-","-","-","-","-","-","-","-","-","-","-","-","-","-","-","-","-","-","-","-","-","-"]
["E20系列键盘防水膜套件","V30514",2000263,"启用"," 键盘防水膜套件","E20 series keyboard waterproof kit(Minimum package quantity 10pcs,10pcs/Bag)",null,"海外/国内","ALL",null,1,"Suzhou","-","-","-","-","-","-","-","-","-","-","-","-","-","-","-","-","-","-","-","-","-","-","-","-","-","-","-","-","-","-","-","-","-","-","-","-","-","-","-","-","-","-","-","-","-","-","-","-","O","O","O","O","O","O","O","O","O","O","-","-","-","-","-","-","-","-","-","-","-","-","-","-","-","-","-","-","-","-","-","-","-","-","O","O","O","O","O","O","-","-","-","-","-","-","-","-","-","-","-","-","-","O","-","-","-","-","-","-","-","-","-","-","-","-","O","-","O","O","O","O","O","-","-","-","-"]
["OR键盘防水膜套件","V30515 ",2000264,"启用","键盘防水膜套件","OR series keyboard waterproof kit(Minimum package quantity 10pcs,10pcs/Bag)",null,"海外/国内","ALL",null,1,"Suzhou","O","O","O","O","O","O","O","O","O","O","O","O","O","-","-","-","-","-","-","-","-","-","-","-","-","-","-","-","-","-","-","-","-","-","-","-","-","-","-","-","-","-","-","-","-","-","-","-","-","-","-","-","-","-","-","-","-","-","-","-","-","-","-","-","-","-","-","-","-","-","-","-","-","-","-","-","O","O","O","-","-","-","-","-","-","-","-","-","-","-","-","O","-","-","-","-","-","-","-","-","-","-","-","-","-","-","-","O","-","-","-","-","-","-","-","-","-","-","-","-","-","-","-","-","-"]
["E20系列海外键盘保护膜套件","V30746",2000429,"启用","E20系列海外键盘保护膜套件","E20 Series Keyboard Protective Film Kit",null,"海外/国内","ALL",null,1,"Suzhou","-","-","-","-","-","-","-","-","-","-","-","-","-","-","-","-","-","-","-","-","-","-","-","-","-","-","-","-","-","-","-","-","-","-","-","-","-","-","-","-","-","-","-","-","-","-","-","-","O","O","O","O","O","O","O","O","O","O",{"$nulls":21},"-",null,null,"O","O","O","O","O","O",{"$nulls":4},"-","-","-","-","-","-",null,null,"O","O",{"$nulls":5},"-",{"$nulls":4},"O","O","O",null,"O","O","O","O","O"]
["V8系列海外键盘保护膜套件","V30747",2000430,"启用","V8系列海外键盘保护膜套件","V8 Series Keyboard Protective Film Kit",null,"海外/国内","ALL",null,1,"Suzhou","-","-","-","-","-","-","-","-","-","-","-","-","-","-","-","-","-","-","-","-","-","-","-","-","-","-","-","-","-","-","-","-","-","-","-","-","-","-","-","-","-","-","-","-","-","-","-","-","-","-","-","-","-","-","-","-","-","-","-","-","-","-","-","-","O","O","O","O","O","O","O","O","O","O","O","O",null,null,null,"-",null,null,"-","-","-","-","-","-","O","O",null,null,"-","-","-","-","-","-",{"$nulls":4},"O",null,"O","O",null,"-",{"$nulls":7},"O",{"$nulls":5},"O","O","O","O"]
["G55、R系列海外键盘保护膜套件","V30749",2000432,"启用","G55、R系列海外键盘保护膜套件","G55,R Series Keyboard Protective Film Kit",null,"海外/国内","ALL",null,1,"Suzhou","-","-","-","-","-","-","-","-","-","-","-","-","-","O","O","O","O","O","O","O","O","O","O","O","O","O","O","O","O","O","O","O","O","O","O","O","O","O","O","O","O","O","O","O","O","O","O","O","-","-","-","-","-","-","-","-","-","-","-","-","-","-","-","-","-","-","-","-","-","-","-","-","-","-","-","-","-",null,null,"O","O","O",{"$nulls":10},"O","O","O","O","O","O","O","O",{"$nulls":5},"-",null,"-"]
["OR_海外键盘保护膜套件","V30779 ",2000441,"启用","OR_海外键盘保护膜套件","OR Series Keyboard Protective Film Kit",null,"海外/国内","ALL",null,1,"Suzhou","O","O","O","O","O","O","O","O","-","-","-","O","-","-","-","-","-","-","-","-","-","-","-","-","-","-","-","-","-","-","-","-","-","-","-","-","-","-","-","-","-","-","-","-","-","-","-","-","-","-","-","-","-","-","-","-","-","-","-","-","-","-","-","-","-","-","-","-","-","-","-","-","-","-","-","-","O","O","O","-","-","-","-","-","-","-","-","-","-","-","-","O","-","-","-","-","-","-","-","-","-","-","-","-","-","-","-","O","-","-","-","-","-","-","-","-","-","-","-","-","-","-","-","-","-"]
["V9电池（V9BAT）"," V30709    ","1001036","启用","V9电池（V9BAT）","V9BAT",null,"海外/国内","ALL",null,1,"SuZhou","-","-","-","-","-","-","-","-","-","-","-","-","-","-","-","-","-","-","-","-","-","-","-","-","-","-","-","-","-","-","-","-","-","-","-","-","-","-","-","-","-","-","-","-","-","-","-","-","-","-","-","-","-","-","-","-","-","-","O","O","O","O","O","O","-","-","-","-","-","-","-","-","-","-","-","-","-","-","-","-","-","-","-","-","-","-","-","-","-","-","-","-","-","-","-","-","-","-","-","-","-","-","-","-","-","-","-","-","-","-","-","-","-","-","-","-","-","-","-","-","-","-","-","-","-","-","-","-","-","-","-","-","-","-","-","-","-","-","-","-","-"]
["R系列电池板组件","V30652",1000897,"启用","R系列电池板组件","R series battery",null,"海外/国内","ALL",null,1,"SuZhou",{"$nulls":13},"O","O","O","O","O","O","O","O","O","O","O","O","O","O","O","O","O",{"$nulls":62},"O","O","O","O","O"]
["心音脉搏盒子组件","V30680",1000854,"启用","心音脉搏盒子组件","PCG",null,"海外/国内","ALL",null,1,"SuZhou",{"$nulls":13},"O","O","O","O","O","O","O","O","O","O","O","O","O","O","O","O","O",{"$nulls":62},"O","O","O","O","O"]
["Keyboard kit for R500","V40083",2000507,"启用","R500键盘套件","Keyboard kit for R500",null,"海外/国内","ID",null,1,"SuZhou",{"$nulls":92},"-","-","-","-","O"]
["Keyboard kit for R700","V40084",2000508,"启用","R700键盘套件","Keyboard kit for R700",null,"海外/国内","ID",null,1,"SuZhou",{"$nulls":92},"-","-","-","O","-"]
["LCD kit for 21.5”","V40085",2000509,"启用","21.5”LCD套件 ","LCD kit for 21.5”",null,"海外/国内","ID",null,1,"SuZhou",{"$nulls":92},"-","-","-","-","O"]
["LCD kit for 23.8”","V40086",2000510,"启用","23.8”LCD套件","LCD kit for 23.8”",null,"海外/国内","ID",null,1,"SuZhou",{"$nulls":92},"-","-","-","O","-"]
["R300-OEM-Elitech主机箱套件","V40089","2000531","启用","R300-OEM-Elitech主机箱套件","R300-OEM-Elitech main case kit",null,"海外/国内","ID",null,1,"SuZhou",{"$nulls":92},"-","-","-","-","O"]
["R700-OEM-Elitech-TEE主机箱套件","V40090","2000532","启用","R700-OEM-Elitech-TEE主机箱套件","R700-OEM-Elitech-TEE main case kit",null,"海外/国内","ID",null,1,"SuZhou",{"$nulls":92},"-","-","-","O","-"]
["R系列-OEM-Elitech散件套件","V40091","2000534","启用","R系列-OEM-Elitech散件套件","R series-OEM-Elitech parts kit",null,"海外/国内","ID",null,1,"SuZhou",{"$nulls":92},"-","-","-","O","O"]
["探头生物相容性材料套件","V40095","2000546","启用","探头生物相容性材料套件","Probe biocompatible material kit",null,"海外/国内","RU",null,1,"SuZhou",{"$nulls":92},"O","O","O"]
["OEM-X1E Monitor-21.5套件","V40097",2000549,"启用","OEM-X1E Monitor-21.5套件","OEM-X1E Monitor-21.5 kit","Only for OEM-SonoRad V9 Premium-3P-21.5","海外","IN",null,1,"Suzhou",{"$nulls":101},"O"]
[]
["*Optional peripherals(Preassemble in Factory)"]
["1T机械硬盘套件","V30533",2000244,"启用"," 机械硬盘套件","HDD(1T) Kit",null,"海外/国内","ALL",null,1,"Suzhou","-","-","-","-","-","-","-","-","-","-","-","X","-","-","-","-","-","-","-","-","-","-","-","-","-","-","-","-","-","-","-","-","-","-","X","-","-","-","-","X","-","-","-","-","-","-","-","-","O","O","O","O","O","O","O","O","O","O","-","-","-","-","-","-","-","-","-","-","-","-","-","-","-","-","-","-","-","-","X","-","-","-","O","O","O","O","O","O","-","-","-","-","-","-","-","-","-","-","-","-","O","O","-","-","-","-","-","-","-","-","-","-","O","O","O","-","O","O","O","O","O","-","-","-","-"]
["1T硬盘_WD10PURX西部数据","V30794",3200686,"启用","1T机械硬盘（WD10PURX）  ","HDD(1T)",null,"海外/国内","ALL",null,1,"Suzhou","O","O","O","O","O","O","O","O","O","O","O","-","O","O","O","O","O","O","O","O","O","O","O","O","O","O","O","O","O","O","O","O","O","O","-","O","O","O","O","-","O","O","O","O","O","-","O","O","-","-","-","-","-","-","-","-","-","-","-","-","-","-","-","-","-","-","-","-","-","-","-","-","-","-","-","-","O","O","-","O","O","O","-","-","-","-","-","-","-","-","O","O","O","O","O","O","O","O","O","O","-","-","-","O","-","-","O","O","O","O","O","O","-","-","-","-","-","-","-","-","-","-","-","-","-"]
["2T机械硬盘(WD20PURX)","V30724","3202158","启用","2T机械硬盘(WD20PURX)","HDD (2T)",null,"海外/国内","ALL",null,1,"Suzhou","O","O","O","O","O","O","O","O","O","O","O","O","O","O","O","O","O","O","O","O","O","O","O","O","O","O","O","O","O","O","O","O","O","O","O","O","O","O","O","O","O","O","O","O","O","O","O","O","-","-","-","-","-","-","-","-","-","-","-","-","-","-","-","-","-","-","-","-","-","-","-","-","-","-","-","-","O","O","O","O","O","O","-","-","-","-","-","-","-","-","O","O","O","O","O","O","O","O","O","O","-","-","-","O","-","-","O","O","O","O","O","O","-","-","-","-","-","-","-","-","-","-","-","-","-"]
["4T机械硬盘(WD40PURX)","V30725","3202159","启用","4T机械硬盘(WD40PURX)","HDD (4T)",null,"海外/国内","ALL",null,1,"Suzhou","O","O","O","O","O","O","O","O","O","O","O","O","O","O","O","O","O","O","O","O","O","O","O","O","O","O","O","O","O","O","O","O","O","O","O","O","O","O","O","O","O","O","O","O","O","O","O","O","-","-","-","-","-","-","-","-","-","-","-","-","-","-","-","-","-","-","-","-","-","-","-","-","-","-","-","-","O","O","O","O","O","O","-","-","-","-","-","-","-","-","O","O","O","O","O","O","O","O","O","O","-","-","-","O","-","-","O","O","O","O","O","O","-","-","-","-","-","-","-","-","-","-","-","-","-"]
["R系列机械硬盘组件 ","V30793","1001354","启用","G55/R系列机械硬盘组件 ","G55/R series HDD Kit","compatible with HDD 1T/2T/4T","海外/国内","ALL",null,1,"Suzhou","-","-","-","-","-","-","-","-","-","-","-","-","-","O","O","O","O","O","O","O","O","O","O","O","O","O","O","O","O","O","O","O","O","O","-","O","O","O","O","-","O","O","O","O","O","-","O","O","-","-","-","-","-","-","-","-","-","-","-","-","-","-","-","-","-","-","-","-","-","-","-","-","-","-","-","-","-","-","-","O","O","O","-","-","-","-","-","-","-","-","-","-","O","O","O","O","O","O","O","O","-","-","-","O","-","-","-","-","-","O","O","O","-","-","-","-","-","-","-","-","-","-","-","-","-"]
["OR_机械硬盘固定套件","V30792","2000464","启用","OR_机械硬盘固定套件","OR series HDD Kit","compatible with HDD 1T/2T/4T","海外/国内","ALL",null,1,"Suzhou","O","O","O","O","O","O","O","O","O","O","O","O","O","-","-","-","-","-","-","-","-","-","-","-","-","-","-","-","-","-","-","-","-","-","-","-","-","-","-","-","-","-","-","-","-","-","-","-","-","-","-","-","-","-","-","-","-","-","-","-","-","-","-","-","-","-","-","-","-","-","-","-","-","-","-","-","O","O","-","-","-","-","-","-","-","-","-","-","-","-","O","O","-","-","-","-","-","-","-","-","-","-","-","-","-","-","O","O","O"]
["980 NVMe PCIe3.0x4 500GB（OR ）","V30856","3202427","启用","SSD硬盘（500G)","SSD（500G)",null,"海外/国内","ALL",null,1,"Suzhou","X","X","X","X","X","X","X","X",{"$nulls":5},"-","-","-","-","-","-","-","-","-","-","-","-","-","-","-","-","-","-","-","-","-","-","-","-","-","-","-","-","-","-","-","-","-","-","-","-","-","-","-","-","-","-","-","-","-","-","-","-","-","-","-","-","-","-","-","-","-","-","-","-","-","-","-","X","X","-","-","-","-","-","-","-","-","-","-","-","-","X","X","-","-","-","-","-","-","-","-","-","-","-","-","-","-","X","X","X","-","-","-","-","-","-","-","-","-","-","-","-","-","-","-","-"]
["870EVO MZ-77E500 三星（G55/R)","V30855","3202106","启用","SSD硬盘（500G)","SSD（500G)",null,"海外/国内","ALL",null,1,"Suzhou","-","-","-","-","-","-","-","-",{"$nulls":5},"X","X","X","X","X","X","X","X","X","X","X","X","X","X","X","X","X","X","X","X","X","X","X","X","X","X","X","X","X","X","X","X","X","X","X","-","-","-","-","-","-","-","-","-","-","-","-","-","-","-","-","-","-","-","-","-","-","-","-","-","-","-","-","-","-","-","X","X","X","-","-","-","-","-","-","-","-","-","-","X","X","X","X","X","X","X","X","-","-","-","-","-","-",null,null,null,"X","X","X","-","-","-","-","-","-","-","-","-","-","-","-","-"]
["2TSSD硬盘(DES25-02TDK1KCFYN)","V30726","3202223","启用","2TSSD硬盘(DES25-02TDK1KCFYN)","SSD (2T)",null,"海外/国内","ALL",null,1,"Suzhou","-","-","-","-","-","-","-","-","-","-","-","-","-","-","-","-","-","-","-","-","-","-","-","-","-","-","-","-","-","-","-","-","-","-","-","-","-","-","-","-","-","-","-","-","-","-","-","-","O","O","O","O","O","O","O","O","O","O","-","-","-","-","-","-","O","O","O","O","O","O","O","O","O","O","O","O","-","-","-","-","-","-","O","O","O","O","O","O","O","O","-","-","-","-","-","-","-","-","-","-","O","O","O","-","O","O","-","-","-","-","-","-","O","O","O","O","O","O","O","O","O","O","O","O","O"]
["创见TS512GSSD470P ","V30840",3202727,"启用","SSD硬盘（500G)","SSD（500G)",null,"海外/国内","ALL",null,1,"Suzhou",{"$nulls":64},"O","O","O","O","O","O","O","O","O","O","O","O",{"$nulls":12},"O","O",{"$nulls":12},"O",null,"O","O",{"$nulls":9},"O",{"$nulls":5},"O","O","O","O"]
["创见TS1TSSD470P","V30841",3202726,"启用","SSD硬盘（1T)","SSD（1T)",null,"海外/国内","ALL",null,1,"Suzhou",{"$nulls":64},"O","O","O","O","O","O","O","O","O","O","O","O",{"$nulls":12},"O","O",{"$nulls":12},"O",null,"O","O",{"$nulls":9},"O",{"$nulls":5},"O","O","O","O"]
["快速启动 ","V30545","3201049 ","停用","快速启动 ","Quick Start package",null,"海外/国内","ALL",null,1,"Suzhou","O","O","O","O","O","O","O","O","O","O","O","O","O","-","-","-","-","-","-","-","-","-","-","-","-","-","-","-","-","-","-","-","-","-","-","-","-","-","-","-","-","-","-","-","-","-","-","-","-","-","-","-","-","-","-","-","-","-","-","-","-","-","-","-","-","-","-","-","-","-","-","-","-","-","-","-","O","O","O","-","-","-","-","-","-","-","-","-","-","-","O","O","-","-","-","-","-","-","-","-","-","-","-","-","-","-","O","O","O","-","-","-","-","-","-","-","-","-","-","-","-","-","-","-","-"]
["快速启动 "," V30728",3202065,"启用","快速启动 ","Quick Start package",null,"海外/国内","ALL",null,1,"Suzhou","-","-","-","-","-","-","-","-","-","-","-","-","-","-","-","-","-","-","-","-","-","-","-","-","-","-","-","-","-","-","-","-","-","-","-","-","-","-","-","-","-","-","-","-","-","-","-","-","-","-","-","-","-","-","-","-","-","-","-","-","-","-","-","-","-","-","-","-","-","-","-","-","-","-","-","-","-","-","-","-","-","-","-","-","-","-","-","-","-","-","-","-","-","-","-","-","-","-","-","-","-","-","-","-","-","-","-","-","-","-","-","-","-","-","-","-","-","-","-","-","-","-","-","-","-"]
["WIFI adapter for console（ORCHID&E20系列）","V30369",3201106,"停用","无线适配器","WIFI adapter for console（ORCHID&E20 series）",null,"海外/国内","ALL",null,2,"Suzhou","O","O","O","O","O","O","O","O","O","O","O","O","O","-","-","-","-","-","-","-","-","-","-","-","-","-","-","-","-","-","-","-","-","-","-","-","-","-","-","-","-","-","-","-","-","-","-","-","O","O","O","O","O","O","O","O","O","O","-","-","-","-","-","-","-","-","-","-","-","-","-","-","-","-","-","-","O","O","O","-","-","-","O","O","O","O","O","O","-","-","O","O","-","-","-","-","-","-","-","O","O","O","-","O","-","-","O","O","O","O","O","O","O","O","O","-","O","O","O","O","O","-","-","-","-"]
["WIFI adapter for console（ORCHID&E20系列&50系列）","V30558",3201853,"启用","无线适配器","WIFI adapter for console（ORCHID&E20 series）",null,"海外/国内","ALL",null,2,"Suzhou","O","O","O","O","O","O","O","O","O","O","O","O","O","O","O","O","O","O","O","O","O","O","O","O","O","O","O","O","O","O","O","O","O","O","O","O","O","O","O","O","O","O","O","O","O","O","O","O","O","O","O","O","O","O","O","O","O","O","-","-","-","-","-","-","-","-","-","-","-","-","-","-","-","-","-","-","O","O","O","O","O","O","O","O","O","O","O","O","-","-","O","O","O","O","O","O","O","O","O","O","O","O","-","O","-","-","O","O","O","O","O","O","O","O","O","-","O","O","O","O","O","-","-","-","-"]
["WIFI adapter for console（50系列）","V30019",2000166,"停用","无线适配器","WIFI adapter for console（50 series）",null,"海外/国内","ALL",null,2,"Suzhou","-","-","-","-","-","-","-","-","-","-","-","-","-","-","-","-","-","-","-","-","-","-","-","-","-","-","-","-","-","-","O","O","O","O","O","O","O","O","O","O","O","O","O","O","O","O","O","O","-","-","-","-","-","-","-","-","-","-","-","-","-","-","-","-","-","-","-","-","-","-","-","-","-","-","-","-","-","-","-","O","O","O","-","-","-","-","-","-","-","-","O","-","-","-","-","-","-","-","-","O","O","-","-","O","-","-","O","-","O","O","O","O","O","O","-","-","-","-","-","-","-","-","-","-","-"]
["Physical keyboard for G86/M86/G80/M80/G60","V30165",1000378,"停用","外接键盘支架组件 ","Physical keyboard for G86/M86/G80/M80/G60",null,"海外/国内","ALL",null,1,"Suzhou","O","O","O","O","O","O","O","O","O","O","O","O","O","-","-","-","-","-","-","-","-","-","-","-","-","-","-","-","-","-","-","-","-","-","-","-","-","-","-","-","-","-","-","-","-","-","-","-","-","-","-","-","-","-","-","-","-","-","-","-","-","-","-","-","-","-","-","-","-","-","-","-","-","-","-","-","O","O","O","-","-","-","-","-","-","-","-","-","-","-","O","O","-","-","-","-","-","-","-","-","-","-","-","-","-","-","O","O","O","-","-","-","-","-","-","-","-","-","-","-","-","-","-","-","-"]
["Physical keyboard for G86/M86/G80/M80/G60"," V30510",1000947,"启用","OR键盘托架组件","Physical keyboard for G86/M86/G80/M80/G60",null,"海外/国内","ALL",null,1,"Suzhou","O","O","O","O","O","O","O","O","O","O","O","O","O","-","-","-","-","-","-","-","-","-","-","-","-","-","-","-","-","-","-","-","-","-","-","-","-","-","-","-","-","-","-","-","-","-","-","-","-","-","-","-","-","-","-","-","-","-","-","-","-","-","-","-","-","-","-","-","-","-","-","-","-","-","-","-","O","O","O","-","-","-","-","-","-","-","-","-","-","-","O","O","-","-","-","-","-","-","-","-","-","-","-","-","-","-","O","O","O","-","-","-","-","-","-","-","-","-","-","-","-","-","-","-","-"]
["集成式小键盘（带背光）（除60和86系列的其它大机器和CART-F/S/L）","V30566","1000777-1","启用","集成式小键盘","Physical keyboard for G55/M55/G50/M50/E35/E30/E20/E10/X2/X1 、CART-F/S/L",null,"海外/国内","ALL",null,1,"Suzhou","-","-","-","-","-","-","-","-","-","-","-","-","-","O","O","O","O","O","O","O","O","O","O","O","O","O","O","O","O","O","O","O","O","O","O","O","O","O","O","O","O","O","O","O","O","O","O","O","O","O","O","O","O","O","O","O","O","O","O","O","O","O","O","O","O","O","O","O","O","O","O","O","O","O","O","O","-","-","-","O","O","O","O","O","O","O","O","O","O","O","-","-","O","O","O","O","O","O","O","O","O","O","O","O","O","O","-","-","-","O","O","O","O","O","O","O","O","O","O","O","O","O","O","O","O"]
["集成式小键盘（不带背光）（除60和86系列的其它大机器和CART-F/S/L）","V30509",1000777,"停用","集成式小键盘","Physical keyboard for/G55/M55/G50/M50/E35/E30/ E20/E10/X2/X1 、CART-F/S/L",null,"海外/国内","ALL",null,1,"Suzhou","-","-","-","-","-","-","-","-","-","-","-","-","-","-","-","-","-","-","-","-","-","O","O","O","O","O","O","O","O","O","O","O","O","O","O","O","O","O","O","O","O","O","O","O","O","O","O","O","O","O","O","O","O","O","O","O","O","O","-","-","-","-","-","-","O","O","O","O","O","O","O","O","O","O","O","O","-","-","-","O","O","O","O","O","O","O","O","O","O","O","-","-","-","-","-","-","-","-","-","O","O","O","O","O","O","O","-","-","-","O","O","O","O","O","O","O","O","O","O","O","O","O","O","O","O"]
["CART外置电脑键盘和托架","V30159",1000359,"停用","CART外置电脑键盘和托架","Integrated external keyboard plat and keyboard",null,"海外/国内","ALL",null,1,"Suzhou","-","-","-","-","-","-","-","-","-","-","-","-","-","-","-","-","-","-","-","-","-","-","-","-","-","-","-","-","-","-","-","-","-","-","-","-","-","-","-","-","-","-","-","-","-","-","-","-","-","-","-","-","-","-","-","-","-","-","-","-","-","-","-","-","O","O","O","O","O","O","O","O","O","O","O","O","-","-","-","-","-","-","-","-","-","-","-","-","O","O","-","-","-","-","-","-","-","-","-","-","-","-","O","-","O","O","-","-","-","-","-","-","-","-","-","O","-","-","-","-","-","O","O","O","O"]
["OR_ECG套件_IEC","V30517",2000267,"启用","ECG心电图欧标","ECG for R500/R300 series_IEC",null,"海外/国内","ALL",null,2,"Suzhou","-","-","-","-","-","-","-","-","-","-","-","-","-","-","O","O","O","O","O","O","O","O","O","O","O","O","O","O","O","O","-","-","-","-","-","-","-","-","-","-","-","-","-","-","-","-","-","-","-","-","-","-","-","-","-","-","-","-","-","-","-","-","-","-","-","-","-","-","-","-","-","-","-","-","-","-","-","-","-","-","-","-","-","-","-","-","-","-","-","-","-","-","-","O","O","-","O","-","-","-","-","-","-","-","-","-","-","-","-","-","-","-","-","-","-","-","-","-","-","-","-","-","-","-","-"]
["OR_ECG套件_AHA（供：秘鲁、玻利维亚、哥伦比亚、波多黎各、墨西哥、巴拿马、厄瓜多尔、多米尼加、瑞地马拉）","V30516",2000266,"启用","ECG心电图美标","ECG for R500/R300 series_AHA",null,"海外","PE/BO/CO/PR/MX/PA/EC/DO/GT/BR/CL/SV/HN/NI/CR",null,2,"Suzhou","-","-","-","-","-","-","-","-","-","-","-","-","-","-","O","O","O","O","O","O","O","O","O","O","O","O","O","O","O","O","-","-","-","-","-","-","-","-","-","-","-","-","-","-","-","-","-","-","-","-","-","-","-","-","-","-","-","-","-","-","-","-","-","-","-","-","-","-","-","-","-","-","-","-","-","-","-","-","-","-","-","-","-","-","-","-","-","-","-","-","-","-","-","O","O","-","O","-","-","-","-","-","-","-","-","-","-","-","-","-","-","-","-","-","-","-","-","-","-","-","-","-","-","-","-"]
["OR-TT-ECG套件_IEC","V30638",2000352,"启用","ECG心电图欧标","ECG for 86/60/R700 series_IEC",null,"海外/国内","ALL",null,2,"Suzhou","O","O","O","O","O","O","O","O","O","O","O","O","O","O","-","-","-","-","-","-","-","-","-","-","-","-","-","-","-","-","-","-","-","-","-","-","-","-","-","-","-","-","-","-","-","-","-","-","-","-","-","-","-","-","-","-","-","-","-","-","-","-","-","-","-","-","-","-","-","-","-","-","-","-","-","-","O","O","O","-","-","-","-","-","-","-","-","-","-","-","O","O","O","-","-","O","-","-","-","-","-","-","-","-","-","-","O","O","O","-","-","-","-","-","-","-","-","-","-","-","-","-","-","-","-"]
["OR-TT-ECG套件_AHA（供：秘鲁、玻利维亚、哥伦比亚、波多黎各、墨西哥、巴拿马、厄瓜多尔、多米尼加、瑞地马拉）","V30637",2000351,"启用","ECG心电图美标","ECG for 86/60/R700 series_AHA",null,"海外","PE/BO/CO/MX/PA/EC/DO/GT/BR/CL/SV/HN/NI/CR",null,2,"Suzhou","O","O","O","O","O","O","O","O","O","O","O","O","O","O","-","-","-","-","-","-","-","-","-","-","-","-","-","-","-","-","-","-","-","-","-","-","-","-","-","-","-","-","-","-","-","-","-","-","-","-","-","-","-","-","-","-","-","-","-","-","-","-","-","-","-","-","-","-","-","-","-","-","-","-","-","-","O","O","O","-","-","-","-","-","-","-","-","-","-","-","O","O","O","-","-","O","-","-","-","-","-","-","-","-","-","-","O","O","O","-","-","-","-","-","-","-","-","-","-","-","-","-","-","-","-"]
["ECG for 50/30 _IEC","V30517",2000038,"启用","ECG心电图欧标","ECG for 55/35 series_IEC",null,"海外/国内","ALL",null,2,"Suzhou",{"$nulls":4},"-","-","-","-",null,null,null,"-","-","-","-","-","-","-","-","-","-","-","-","-","-","-","-","-","-","-","O","O","O","O","O","O","O","O","O","O","O","O","O","O","O","O","O","O","-","-","-","-","-","-","-","-","-","-","-","-","-","-","-","-","-","-","-","-","-","-","-","-","-","-","-","-",null,"-","-","O","O","O","-","-","-","-","-","-","-","-","-","-","-","-","-","-","-","O","O","O",null,"-","-","O","-","-","-",null,"-","O","O","O",null,null,"-",null,"-","-","-","-","-","-","-","-","-"]
["ECG for 55/35 _AHA（供：秘鲁、玻利维亚、哥伦比亚、波多黎各、墨西哥、巴拿马、厄瓜多尔、多米尼加、瑞地马拉）","V30516",2000213,"启用","ECG心电图美标 ","ECG for 55/35 series_AHA",null,"海外","PE/BO/CO/PR/MX/PA/EC/DO/GT/BR/CL/SV/HN/NI/CR",null,2,"Suzhou",{"$nulls":4},"-","-","-","-",null,null,null,"-","-","-","-","-","-","-","-","-","-","-","-","-","-","-","-","-","-","-","O","O","O","O","O","O","O","O","O","O","O","O","O","O","O","O","O","O","-","-","-","-","-","-","-","-","-","-","-","-","-","-","-","-","-","-","-","-","-","-","-","-","-","-","-","-",null,"-","-","O","O","O","-","-","-","-","-","-","-","-","-","-","-","-","-","-","-","O","O","O",null,"-","-","O","-","-","-",null,"-","O","O","O",null,null,"-",null,"-","-","-","-","-","-","-","-","-"]
["ECG for portable_IEC","V30116",1000329,"启用","ECG心电图欧标","ECG for portable_IEC",null,"海外/国内","ALL",null,2,"Suzhou","-","-","-","-","-","-","-","-","-","-","-","-","-","-","-","-","-","-","-","-","-","-","-","-","-","-","-","-","-","-","-","-","-","-","-","-","-","-","-","-","-","-","-","-","-","-","-","-","-","-","-","-","-","-","-","-","-","-","-","-","-","O","O","O","O","O","O","O","O","O","Δ","O","O","O","O","O","-","-","-","-","-","-","-","-","-","-","-","-","O","O","-","-","-","-","-","-","-","-","-","-","-","-","O","-","O","O","-","-","-","-","-","-","-","-","-","O","-","-","-","-","-","O","O","O","O"]
["ECG for portable_AHA（供：秘鲁、玻利维亚、哥伦比亚、波多黎各、墨西哥、巴拿马、厄瓜多尔、多米尼加、瑞地马拉）","V30163",1000379,"启用","ECG心电图美标","ECG for portable_AHA",null,"海外","PE/BO/CO/PR/MX/PA/EC/DO/GT/BR/CL/SV/HN/NI/CR",null,2,"Suzhou","-","-","-","-","-","-","-","-","-","-","-","-","-","-","-","-","-","-","-","-","-","-","-","-","-","-","-","-","-","-","-","-","-","-","-","-","-","-","-","-","-","-","-","-","-","-","-","-","-","-","-","-","-","-","-","-","-","-","-","-","-","O","O","O","O","O","O","O","O","O","Δ","O","O","O","O","O","-","-","-","-","-","-","-","-","-","-","-","-","O","O","-","-","-","-","-","-","-","-","-","-","-","-","O","-","O","O","-","-","-","-","-","-","-","-","-","O","-","-","-","-","-","O","O","O","O"]
["ECG for E20_IEC","V30528","1000360-2","启用","ECG心电图欧标","ECG for E20_IEC",null,"海外/国内","ALL",null,2,"Suzhou","-","-","-","-","-","-","-","-","-","-","-","-","-","-","-","-","-","-","-","-","-","-","-","-","-","-","-","-","-","-","-","-","-","-","-","-","-","-","-","-","-","-","-","-","-","-","-","-","O","O","O","O","O","O","O","O","O","O","-","-","-","-","-","-","-","-","-","-","-","-","-","-","-","-","-","-","-","-","-","-","-","-","O","O","O","O","O","O","-","-","-","-","-","-","-","-","-","-","-","-","O","O","-","-","-","-","-","-","-","-","-","-","O","O","O","-","O","O","O","O","O","-","-","-","-"]
["ECG for E20_AHA（only for Peru, Bolivia, Colombia, Puerto Rico, Mexico, Panama, Ecuador, Dominica, Guatemala，Brazil and Chile）","V30529","1000761-2","启用","ECG心电图美标","ECG for E20_AHA",null,"海外","PE/BO/CO/PR/MX/PA/EC/DO/GT/BR/CL/SV/HN/NI/CR",null,2,"Suzhou","-","-","-","-","-","-","-","-","-","-","-","-","-","-","-","-","-","-","-","-","-","-","-","-","-","-","-","-","-","-","-","-","-","-","-","-","-","-","-","-","-","-","-","-","-","-","-","-","O","O","O","O","O","O","O","O","O","O","-","-","-","-","-","-","-","-","-","-","-","-","-","-","-","-","-","-","-","-","-","-","-","-","O","O","O","O","O","O","-","-","-","-","-","-","-","-","-","-","-","-","O","O","-","-","-","-","-","-","-","-","-","-","O","O","O","-","O","O","O","O","O","-","-","-","-"]
["CAMPH_ECG组件（欧标）","V30684","1001120","启用","ECG心电图欧标","ECG_IEC  ",null,"海外/国内","ALL",null,2,"SuZhou",{"$nulls":58},"O","O","O","O","O","O"]
["CAMPH_ECG组件（美标）"," V30704 ","1001277\n","启用","ECG心电图美标","ECG_AHA  ",null,"海外/国内","PE/BO/CO/PR/MX/PA/EC/DO/GT/BR/CL/SV/HN/NI/CR",null,2,"SuZhou",{"$nulls":58},"O","O","O","O","O","O"]
["CWD：：需要在工厂内安装","V30302",2000133,"启用","CWD连续多普勒","T-CWD",null,"海外/国内","ALL",null,2,"Suzhou","-","-","-","-","-","-","-","-","-","-","-","-","-","-","-","-","-","-","-","-","-","-","-","-","-","-","-","-","-","-","-","-","-","-","-","-","-","-","-","-","-","-","-","-","-","-","-","-","O","O","O","O","O","O","O","O","O","O","-","-","-","-","-","-","-","-","-","-","-","-","-","O","O","O","O","O","-","-","-","-","-","-","O","O","O","O","O","O","-","O","-","-","-","-","-","-","-","-","-","-","O","O","-","-","-","O","-","-","-","-","-","-","O","O","O","-","O","O","O","O","O","-","-","-","O"]
["E20 UPS支架套件","V30365",2000199,"启用","E20 UPS支架套件","E20_UPS support plate",null,"海外/国内","ALL",null,1,"Suzhou","-","-","-","-","-","-","-","-","-","-","-","-","-","-","-","-","-","-","-","-","-","-","-","-","-","-","-","-","-","-","-","-","-","-","-","-","-","-","-","-","-","-","-","-","-","-","-","-","O","O","O","O","O","O","O","O","O","O","-","-","-","-","-","-","-","-","-","-","-","-","-","-","-","-","-","-","-","-","-","-","-","-","O","O","O","O","O","O","-","-","-","-","-","-","-","-","-","-","-","-","O","O","-","-","-","-","-","-","-","-","-","-","O","O","O","-","O","O","O","O","O","-","-","-","-"]
["G55 UPS支架套件","V30366",2000200,"启用","G55 UPS支架套件","G55_UPS support plate",null,"海外/国内","ALL",null,1,"Suzhou","-","-","-","-","-","-","-","-","-","-","-","-","-","O","-","-","-","-","-","-","-","-","-","-","-","-","-","-","-","-","O","O","O","O","O","O","O","O","O","O","O","O","O","O","O","O","O","O","-","-","-","-","-","-","-","-","-","-","-","-","-","-","-","-","-","-","-","-","-","-","-","-","-","-","-","-","-","-","-","O","O","O","-","-","-","-","-","-","-","-","-","-","O","-","-","O","-","O","O","O","-","-","-","O","-","-","-","-","-","O","O","O","-","-","-","-","-","-","-","-","-","-","-","-","-"]
["高端系列_UPS套件","V30683",2000393,"启用","高端系列_UPS套件","High-end_UPS support plate",null,"海外/国内","ALL",null,1,"SuZhou","O","O","O","O","O","O","O","O","O","O","O","O","O","-","-","-","-","-","-","-","-","-","-","-","-","-","-","-","-","-","-","-","-","-","-","-","-","-","-","-","-","-","-","-","-","-","-","-","-","-","-","-","-","-","-","-","-","-","-","-","-","-","-","-","-","-","-","-","-","-","-","-","-","-","-","-","O","O","O","-","-","-","-","-","-","-","-","-","-","-","O","O","-","-","-","-","-","-","-","-","-","-","-","-","-","-","O","O","O","-","-","-","-","-","-","-","-","-","-","-","-","-","-","-","-","-","-"]
["portable-kensington","V30353",3001538,"启用","密码锁","portable-kensington",null,"国内","CN",null,1,"Suzhou","-","-","-","-","-","-","-","-","-","-","-","-","-","-","-","-","-","-","-","-","-","-","-","-","-","-","-","-","-","-","-","-","-","-","-","-","-","-","-","-","-","-","-","-","-","-","-","-","-","-","-","-","-","-","-","-","-","-","O","O","O","O","O","O","O","O","O","O","O","O","O","O","O","O","O","O","-","-","-","-","-","-","-","-","-","-","-","-","O","O","-","-","-","-","-","-","-","-","-","-","-","-","O","-","O","O","-","-","-","-","-","-","-","-","-","O","-","-","-","-","-","O","O","O","O"]
[]
["Probes"]
["S1-8C","V20020",1000182,"启用","S1-8C探头","S1-8C",null,"海外/国内","ALL",null,1,"Suzhou","X","X","X","X","-","-","-","-","X","X","X","X","-","-","-","-","-","-","-","-","-","-","-","-","-","-","-","-","-","-","-","-","-","-","-","-","-","-","-","-","-","-","-","-","-","-","-","-","-","-","-","-","-","-","-","-","-","-","-","-","-","-","-","-","-","-","-","-","-","-","-","-","-","-","-","-","X","-","-","-","-","-","-","-","-","-","-","-","-","-","X","-","-","-","-","-","-","-","-","-","-","-","-","-","-","-","X","X","-","-","-","-","-","-","-","-","-","-","-","-","-","-","-","-","-"]
["S1-8CM","V20074",1001335,"启用","S1-8CM探头","S1-8CM",null,"海外/国内","ALL",null,1,"Suzhou",{"$nulls":92},"X","X","X","-","-"]
["S1-8CM","V20062 ",1001284,"启用","S1-8CM探头","S1-8CM",null,"海外/国内","ALL\nG65/G65D/V65/X8/G65_BR:PY/PE/CO/AR/UY/SA/SY/YE/OM/AE/TR/MM/DZ/EG/ET/KE/LY/MU/MA/NG/TZ/UG/TN/MX/EC/DO/GT/PH/KH/UZ/KG/KZ/IN/BO/CL/MY/IQ/MD/TH/VN/KR/LB/NP/AU/UA/ZA/AZ/AM/PS/BL/GE/ID/CI/VE/MN/GH/BF/CR/BD/BR",null,1,"SuZhou","-","-","-","-","X","X","X","X","-","-","-","-","-","X","-","-","-","-","-","-","-","-","-","-","-","-","-","-","-","-","-","-","-","-","-","-","-","-","-","-","-","-","-","-","-","-","-","-","-","-","-","-","-","-","-","-","-","-","X","-","-","-","-","-","-","-","-","-","-","-","-","-","-","-","-","-","-","X","-","-","-","-","-","-","-","-","-","-","-","-","-","-","-","-","-","-","-","-","-","-","-","-","-","-","-","-","-","-","-","-","-","-","-","-","-","-","-","-","-","-","-","-","-","-","-","-","-","-","-","-","-","-","-","-","-","-","-","-","-","-","-","-","-"]
["S2-9C","V20036",1000274,"启用","S2-9C探头","S2-9C",null,"海外/国内","ALL",null,1,"Suzhou","X","X","X","X","X","X","X","X","X","X","X","X","X","-","X","X","X","X","X","X","X","X","X","X","X","X","X","X","X","X","X","X","X","X","X","X","X","X","X","X","X","X","X","X","X","X","-","-","-","-","-","-","-","-","-","-","-","-","-","X","X","X","X","X","-","-","-","-","-","-","-","-","-","-","-","-","X","X","X","X","X","X","-","-","-","-","-","-","-","-","X","X","-","-","-","-","-","X","X","X","-","-","-","X","-","-","X","X","X","X","X","X","-","-","-","-","-","-","-","-","-","X","X","-","-"]
["X2-6C","V20002",1000164,"启用","X2-6C探头","X2-6C",null,"海外/国内","ALL",null,1,"Suzhou","X","X","X","X","X","X","X","X","X","X","X","X","X","X","X","X","X","X","X","X","X","X","X","X","X","X","X","X","X","X","X","X","X","X","X","X","X","X","X","X","X","X","X","X","X","X","X","X","-","-","-","-","-","-","-","-","-","-","X","X","X","X","X","X","X","X","X","X","X","X","-","-","-","-","-","-","X","X","X","X","X","X","-","-","-","-","-","-","X","-","X","X","X","X","X","-","-","X","X","X","-","-","X","X","X","-","X","X","X","X","X","X","-","-","-","-","-","-","-","-","-","X","X","X","-"]
["G2-5C","V20001",1000163,"启用","G2-5C探头","G2-5C",null,"海外/国内","ALL",null,1,"Suzhou","Δ","Δ","Δ","Δ","Δ","Δ","Δ","Δ","Δ","Δ","Δ","Δ","Δ","-","X","X","X","X","X","X","X","X","-","-","-","-","-","-","-","-","X","X","X","X","X","X","X","X","X","X","X","X","X","X","X","X","X","X","-","-","-","-","-","-","-","-","-","-","-","X","X","X","X","X","X","X","X","X","X","X","X","X","X","X","X","X","Δ","-","Δ","X","X","X","-","-","-","-","-","-","X","X","Δ","Δ","-","-","-","-","-","X","X","X","-","-","X","X","X","X","Δ","Δ","Δ","X","X","X","-","-","-","X","X","X","X","X","X","X","X","X","X"]
["F2-5C","V20015",1000177,"启用","F2-5C探头","F2-5C",null,"海外/国内","ALL",null,1,"Suzhou","Δ","Δ","Δ","Δ","Δ","Δ","Δ","Δ","-","-","-","-","-","-","-","-","-","-","-","-","-","-","-","-","-","-","-","-","-","-","X","X","X","-","X","-","-","X","-","X","-","-","-","-","-","X","-","X","X","X","X","X","X","X","X","X","X","X","-","Δ","Δ","Δ","Δ","Δ","-","-","-","-","-","-","-","-","-","-","-","-","Δ","Δ","-","X","X","-","X","X","X","X","X","X","-","-","-","Δ","-","-","-","-","-","X","X","-","X","X","-","X","-","-","-","Δ","-","X","X","-","X","X","X","-","X","X","X","X","X","-","-","-","-"]
["F2-5CP","V20063",1000530,"启用","F2-5C探头","F2-5C",null,"海外/国内","ALL",null,1,"Suzhou","-","-","-","-","-","-","-","-","-","-","-","-","-","X","-","-","-","-","-","-","-","X","-","-","-","-","-","-","-","X","-","-","-","-","-","-","-","-","-","-","-","-","-","X","-","-","-","-","-","-","-","-","-","-","-","-","-","-","X","-","-","-","-","-","-","-","-","-","-","-","-","-","-","-","-","-","-","-","-","-","-","X","-","-","-","-","-","-","-","-","-","-","X","X","X","X","X","-","-","X","-","-","-","-","-","-","-","-","-","-","-","X","-","-","-","-","-","-","-","-","-","-","-","-","-"]
["B2-6C，穿刺探头","V20037",1000481,"启用","B2-6C探头","B2-6C",null,"海外/国内","ALL",null,1,"Suzhou","-","-","-","-","-","-","-","-","-","-","-","-","-","-","-","-","-","-","-","-","-","-","-","-","-","-","-","-","-","-","-","-","-","-","-","-","-","-","-","-","-","-","-","-","-","-","-","-","-","-","-","-","-","-","-","-","-","-","Δ","-","-","-","-","-","-","-","-","-","-","-","-","-","-","-","-","-","-","-","-","-","-","-","-","-","-","-","-","-","-","-","-","-","-","-","-","-","-","-","-","-","-","-","-","-","-","-","-","-","-","-","-","-","-","-","-","-","-","-","-","-","-","-","-","-","-"]
["D2-6C","V20065",1000946,"启用","D2-6C探头","D2-6C",null,"海外/国内","ALL\nG86/G86_BR/M86/V75/X9/G65/G65D/V65/X8/G65_BR:PY/PE/CO/AR/UY/SA/SY/YE/OM/AE/TR/MM/DZ/EG/ET/KE/LY/MU/MA/NG/TZ/UG/TN/MX/EC/DO/GT/PH/KH/UZ/KG/KZ/IN/BO/CL/MY/IQ/MD/TH/VN/KR/LB/NP/AU/UA/ZA/AZ/AM/PS/BL/GE/ID/CI/VE/MN/GH/BF/CR/BD/BR/IN",null,1,"Suzhou","X","X","X","X","X","X","X","X","-","-","-","-","-","X","-","-","-","-","-","-","-","X","-","-","-","-","-","-","-","X",{"$nulls":12},"X","X","X","-","X","X","X","X","X","X","X","X","X","X","X","X","X",{"$nulls":5},"X","X","-","-","-","-","-","X","-","-","-","-","X","X",null,null,null,"X","X","X","X","X","X","X","-","X","X","X","X","X","X","X","X",null,null,"X","X","X",{"$nulls":4},"X","X","X",null,null,"X","X","X",null,null,"-","-","-","-","-","-","-","-","-"]
["D2-7C",null,1000894,"未发布","D2-7C探头","D2-7C",null,"海外/国内","ALL",null,1,"Suzhou",{"$nulls":13},"-",{"$nulls":44},"-",{"$nulls":33},"Δ",null,null,"Δ"]
["D3-6CM","V20066",1001062,"启用","D3-6C探头","D3-6C",null,"海外/国内","ALL",null,1,"Suzhou","-","-","-","-","-","-","-","-","X","X","X","X","X","-","-","-","-","-","-","-","-","-","-","-","-","-","-","-","-","-","X","X","X","X","X","X","X","X","X","X","X","X","-","-","-","X","-","-","-","-","-","-","-","-","-","-","-","-","-",{"$nulls":5},"-","-","X","X","X","X","X","-","X","X","X","X","-","-","X","X","X","-","-","X","X","X","X","X","X","-","X","-","-","-","-","-","-","X","X","-","X","X","X","X","X","X","X","X","X","X","X",null,"X","X","X","X","X","X","X","X","X","X","X","X","X"]
["D3-6CX(only for Peru, Bangladesh, India, Bolivia, Pakistan, Mongolia, Lebanon, Oman, UAE, Côte d’ Ivoire, Mali, Uganda, Rwanda，Malaysia、Ecuador)","V20004",1000502,"停用","D3-6CX探头","D3-6CX",null,"海外/国内","PE/BD/IN/BO/PK/MN/LB/OM/AE/ML/UG/RW/EC/MY/BR",null,1,"Suzhou","-","-","-","-","-","-","-","-","-","-","-","-","-","-","-","-","-","-","-","-","-","X","X","X","X","X","X","X","X","X","X","X","X","X","X","X","X","X","X","X","X","X","X","X","X","X","X","X","-","-","-","-","-","-","-","-","-","-","-","-","-","-","-","-","-","-","-","-","-","-","-","-","-","-","-","-","-","-","-","X","X","X","-","-","-","-","-","-","-","-","-","-","-","-","-","-","-","-","-","X","-","-","-","-","-","-","-","-","-","-","-","X","-","-","-","-","-","-","-","-","-","-","-","-","-"]
["D3-6CE","V20027",1000271,"启用","D3-6CE探头","D3-6CE",null,"海外/国内","ALL",null,1,"Suzhou","-","-","-","-","-","-","-","-","-","-","-","-","-","-","-","-","-","-","-","-","-","-","-","-","-","-","-","-","-","-","X","X","X","X","X","X","X","X","X","X","X","X","X","-","X","X","X","X","X","X","X","X","X","X","X","X","X","X","-","-","-","-","-","-","-","-","X","X","X","X","X","-","X","X","X","X","-","-","-","X","X","X","X","X","X","X","X","X","X","-","-","-","-","-","-","-","-","X","X","X","X","X","X","-","X","X","-","-","-","-","-","X","X","X","X","X","X","X","X","X","X","X","X","X","X"]
["G4-9EP","V20005",1000313,"启用","G4-9E探头","G4-9E",null,"海外/国内","ALL",null,1,"Suzhou","X","X","X","X","X","X","X","X","X","X","X","X","X","X","X","X","X","X","X","X","X","X","X","X","X","X","X","X","X","X","X","X","X","X","X","X","X","X","X","X","X","X","X","X","X","X","X","X","X","X","X","X","X","X","X","X","X","X","Δ","X","X","X","X","X","X","X","X","X","X","X","X","X","X","X","X","X","X","X","X","X","X","X","X","X","X","X","X","X","X","X","X","X","-","-","-","-","-","X","X","X","X","X","X","X","X","X","X","X","X","X","X","X","X","X","X","X","X","X","X","X","X","X","X","X","X"]
["X4-9E(Straight handle)","V20049",1000805,"停用","X4-9E探头","X4-9E(Straight handle)",null,"海外/国内","ALL",null,1,"Suzhou","X","X","X","X","-","-","-","-","X","X","X","X","X","-","X","X","X","X","X","X","X","X","X","X","X","X","X","X","X","X","X","X","X","X","X","X","X","X","X","X","X","X","X","X","X","X","X","X","-","-","-","-","-","-","-","-","-","-","X","X","X","X","X","X","-","-","-","-","-","-","-","-","-","-","-","-","X","-","X","X","X","X","-","-","-","-","-","-","-","-","X","-","-","-","-","-","-","X","X","X","-","-","-","X","-","-","X","X","X","X","X","X","-","-","-","-","-","-","-","-","-","-","-","-","-"]
["X4-9E(crank)","V20032",1000524,"停用","X4-9E探头","X4-9E(crank)",null,"海外/国内","ALL",null,1,"Suzhou","X","X","X","X","-","-","-","-","X","X","X","X","X","-","X","X","X","X","X","X","X","X","X","X","X","X","X","X","X","X","X","X","X","X","X","X","X","X","X","X","X","X","X","X","X","X","X","X","-","-","-","-","-","-","-","-","-","-","X","X","X","X","X","X","-","-","-","-","-","-","-","-","-","-","-","-","X","-","X","X","X","X","-","-","-","-","-","-","-","-","X","-","-","-","-","-","-","X","X","X","-","-","-","X","-","-","X","X","X","X","X","X","-","-","-","-","-","-","-","-","-","-","-","-","-"]
["X4-9E(Straight handle)","V20049",1001388,"启用","X4-9E探头","X4-9E(Straight handle)",null,"海外/国内","ALL\nE20/E20-BRA/E20-RUA:PY/PE/CO/AR/UY/SA/SY/YE/OM/AE/TR/MM/DZ/EG/ET/KE/LY/MU/MA/NG/TZ/UG/TN/MX/EC/DO/GT/PH/KH/UZ/KG/KZ/IN/BO/CL/MY/IQ/MD/TH/VN/KR/LB/NP/AU/UA/ZA/AZ/AM/PS/BL/GE/ID/CI/VE/MN/GH/BF/CR/BD/BR/IN/RU\n",null,1,"Suzhou","X","X","X","X","X","X","X","X","-","-","-","-","-","X","X","X","X","X","X","X","X","X","X","X","X","X","X","X","X","X","X","X","X","X","X","X","X","X","X","-","X","X","X","X","X","-","X","X","Δ","-","-","-","-","-","-","-","-","-","X","-","-","-","-","-","-","-","-","-","-","-","-","-","-","-","-","-","X","-","X","X","X","X","Δ","-","-","-","-","-","-","-","X","X","X","X","X","-","-","X","X","X","-","-","-","X","-","-","X","X","X","X","X","X","-","-","-","-","Δ","-","-","-","-","-","-","-","-"]
["X4-9E(crank)","V20032",1001387,"启用","X4-9E探头","X4-9E(crank)",null,"海外/国内","ALL\nE20/E20-BRA/E20-RUA:PY/PE/CO/AR/UY/SA/SY/YE/OM/AE/TR/MM/DZ/EG/ET/KE/LY/MU/MA/NG/TZ/UG/TN/MX/EC/DO/GT/PH/KH/UZ/KG/KZ/IN/BO/CL/MY/IQ/MD/TH/VN/KR/LB/NP/AU/UA/ZA/AZ/AM/PS/BL/GE/ID/CI/VE/MN/GH/BF/CR/BD/BR/IN/RU\n",null,1,"Suzhou","X","X","X","X","X","X","X","X","-","-","-","-","-","X","X","X","X","X","X","X","X","X","X","X","X","X","X","X","X","X","X","X","X","X","X","X","X","X","X","-","X","X","X","X","X","-","X","X","Δ","-","-","-","-","-","-","-","-","-","X","-","-","-","-","-","-","-","-","-","-","-","-","-","-","-","-","-","X","-","X","X","X","X","Δ","-","-","-","-","-","-","-","X","X","X","X","X","-","-","X","X","X","-","-","-","X","-","-","X","X","X","X","X","X","-","-","-","-","Δ","-","-","-","-","-","-","-","-"]
["D4-9EP","V20006",1000346,"启用","D4-9E探头","D4-9E",null,"海外/国内","ALL",null,1,"Suzhou","X","X","X","X","X","X","X","X","X","X","X","X","X","-","X","X","X","X","X","X","X","X","X","X","X","X","X","X","X","X","X","X","X","X","X","X","X","X","X","X","X","X","X","X","X","X","X","X","-","-","-","-","-","-","-","-","-","-","Δ","-","-","-","-","-","X","X","X","X","X","X","X","-","-","-","-","-","X","X","X","X","X","X","Δ","-","-","-","-","-","X","-","X","X","X","X","X","-","-","X","X","X","-","-","X","X","X","-","X","X","X","X","X","X","-","-","-","X","X","X","-","-","-","X","X","X","-"]
["F4-9E","V20033",1000432,"启用","F4-9E探头","F4-9E",null,"海外/国内","ALL",null,1,"Suzhou","Δ","Δ","Δ","Δ","Δ","Δ","Δ","Δ","-","-","-","-","-","-","X","X","X","X","X","X","X","X","X","X","X","X","X","X","X","X","X","X","X","X","Δ","X","X","X","X","X","X","X","X","X","X","X","X","X","X","X","X","X","X","X","X","X","X","X","-","X","X","X","X","X","X","X","X","X","X","X","X","X","X","X","X","X","Δ","Δ","-","X","X","X","X","X","X","X","X","X","X","X","-","-","-","-","-","-","-","X","X","X","X","X","X","Δ","X","X","X","Δ","-","Δ","Δ","X","X","X","X","X","X","X","X","X","X","X","X","X","X"]
["F4-9EV"," V20064",1000784,"启用","F4-9E探头","F4-9E",null,"海外/国内","ALL",null,1,"Suzhou","-","-","-","-","-","-","-","-","-","-","-","-","-","X","-","-","-","-","-","-","-","-","-","-","-","-","-","-","-","-","-","-","-","-","-","-","-","-","-","-","-","-","-","-","-","-","-","-","-","-","-","-","-","-","-","-","-","-","-","-","-","-","-","-","-","-","-","-","-","-","-","-","-","-","-","-","-","-","-","-","-","-","-","-","-","-","-","-","-","-","-","-","X","X","X","-","-","-","-","-","-","-","-","-","-","-","-","-","-","-","-","-","-","-","-","-","-","-","-","-","-","-","-","-","-","-","-","-"]
["G3-9MV","V20068",1001380,"启用","G3-9M探头","G3-9M",null,"海外/国内","ALL",null,1,"Suzhou","-","-","-","-","-","-","-","-","-","-","-","-","-","-","-","-","-","-","-","-","-","-","-","-","-","-","-","-","-","-","-","-","-","-","-","-","-","-","-","-","-","-","-","-","-","-","-","-","-","-","-","-","-","-","-","-","-","-","Δ","-","-","-","-","-","-","-","-","-","-","-","-","-","-","-","-","-","-","-","-","-","-","-","-","-","-","-","-","-","-","-","-","-","X","X","X","-","-","-","-","-","-","-","-","-","-","-","-","-","-","-","-","-","-","-","-","-","-","-","-","-","-","-","-","-","-"]
["G4-9M","V20007",1000169,"启用","G4-9M探头","G4-9M",null,"海外/国内","ALL",null,1,"Suzhou","X","X","X","X","X","X","X","X","X","X","X","X","X","-","X","X","X","X","X","X","X","X","X","X","X","X","X","X","X","X","X","X","X","X","X","X","X","X","X","X","X","X","X","X","X","X","X","X","X","X","X","X","X","X","X","X","X","X","Δ","X","X","X","X","X","X","X","X","X","X","X","X","X","X","X","X","X","X","X","X","X","X","X","X","X","X","X","X","X","X","X","X","X","-","-","-","-","-","X","X","X","X","X","X","X","X","X","X","X","X","X","X","X","X","X","X","X","X","X","X","X","X","X","X","X","X"]
["X3-10L","V20038",1000491,"启用","X3-10L探头","X3-10L",null,"海外/国内","ALL",null,1,"Suzhou","X","X","X","X","-","-","-","-","X","X","X","X","X","-","X","X","X","X","X","X","X","X","X","X","X","X","X","X","X","X","X","X","X","X","X","X","X","X","X","X","X","X","X","X","X","X","X","X","-","-","-","-","-","-","-","-","-","-","-","X","X","X","X","X","-","-","-","-","-","-","-","-","-","-","-","-","X","-","X","X","X","X","-","-","-","-","-","-","-","-","X","X","-","-","-","-","-","X","X","X","-","-","-","X","-","-","X","X","X","X","X","X","-","-","-","-","-","-","-","-","-","-","-","-","-"]
["X3-10LV","V20070",1001326,"启用","X3-10L探头","X3-10L",null,"海外/国内","ALL",null,1,"SuZhou",{"$nulls":4},"X","X","X","X",{"$nulls":5},"X",{"$nulls":44},"X",{"$nulls":9},"X",{"$nulls":8},"X",{"$nulls":10},"X",null,null,null,"X","X","X","-","-"]
["X4-12L","V20008",1000170,"启用","X4-12L探头","X4-12L",null,"海外/国内","ALL",null,1,"Suzhou","X","X","X","X","X","X","X","X","X","X","X","X","X","X","X","X","X","X","X","X","X","X","X","X","X","X","X","X","X","X","X","X","X","X","X","X","X","X","X","X","X","X","X","X","X","X","X","X","X","-","-","-","-","-","-","-","-","-","X","X","X","X","X","X","X","X","X","X","X","X","X","-","-","-","-","-","X","X","X","X","X","X","X","-","-","-","-","-","X","-","X","X","X","X","X","X","X","X","X","X","-","-","X","X","X","-","X","X","X","X","X","X","-","-","-","X","X","X","-","-","-","X","X","X","-"]
["X6-16L","V20009",1000171,"启用","X6-16L探头","X6-16L",null,"海外/国内","ALL",null,1,"Suzhou","X","X","X","X","X","X","X","X","X","X","X","X","X","X","X","X","X","X","X","X","X","X","X","X","X","X","X","X","X","X","X","X","X","X","X","X","X","X","X","X","X","X","X","X","X","X","X","X","-","-","-","-","-","-","-","-","-","-","X","X","X","X","X","X","X","X","X","X","X","X","X","-","-","-","-","-","X","X","X","X","X","X","-","-","-","-","-","-","X","-","X","X","X","X","X","-","-","X","X","X","-","-","X","X","X","-","X","X","X","X","X","X","-","-","-","X","X","X","-","-","-","X","X","X","-"]
["X6-16L NGS compatible with VGuide function","V20034",1000434,"启用","X6-16L NGS探头","X6-16L NGS compatible with VGuide function",null,"海外/国内","ALL",null,1,"Suzhou","-","-","-","-","-","-","-","-","-","-","-","-","-","-","-","-","-","-","-","-","-","-","-","-","-","-","-","-","-","-","-","-","-","-","-","-","-","-","-","-","-","-","-","-","-","-","-","-","-","-","-","-","-","-","-","-","-","-","X","X","X","X","X","X","X","X","X","X","X","X","X","-","-","-","-","-","-","-","-","-","-","-","-","-","-","-","-","-","X","-","-","-","-","-","-","-","-","-","-","-","-","-","X","-","X","-","-","-","-","-","-","-","-","-","-","X","-","-","-","-","-","X","X","X","-"]
["U5-15L","V20010",1000172,"启用","U5-15L探头","U5-15L",null,"海外/国内","ALL",null,1,"Suzhou","X","X","X","X","-","-","-","-","X","X","X","X","-","-","-","-","-","-","-","-","-","-","-","-","-","-","-","-","-","-","-","-","-","-","-","-","-","-","-","-","-","-","-","-","-","-","-","-","-","-","-","-","-","-","-","-","-","-","-","-","-","-","-","-","-","-","-","-","-","-","-","-","-","-","-","-","X","-","-","-","-","-","-","-","-","-","-","-","-","-","X","-","-","-","-","-","-","-","-","-","-","-","-","-","-","-","X","X","-","-","-","-","-","-","-","-","-","-","-","-","-","-","-","-","-"]
["U5-15LE","V20011",1000173,"启用","U5-15LE探头","U5-15LE",null,"海外/国内","ALL",null,1,"Suzhou","-","-","-","-","X","X","X","X","-","-","-","-","X","X","X","X","X","X","X","X","X","X","X","X","X","X","X","X","X","X","X","X","X","X","X","X","X","X","X","X","X","X","X","X","X","X","X","X","-","-","-","-","-","-","-","-","-","-","X","X","X","X","X","X","X","X","X","X","X","X","X","-","-","-","-","-","-","X","X","X","X","X","-","-","-","-","-","-","X","-","-","X","X","X","X","-","-","X","X","X","-","-","X","X","X","-","-","-","X","X","X","X","-","-","-","X","X","X","-","-","-","X","X","X","-"]
["I4-11T","V20012",1000174,"启用","I4-11T探头","I4-11T",null,"海外/国内","PY/PE/CO/AR/UY/SA/SY/YE/OM/AE/TR/MM/DZ/ET/KE/LY/MU/MA/NG/TZ/UG/TN/MX/EC/DO/GT/PH/KH/UZ/KG/KZ/IN/BO/CL/MY/IQ/TH/VN/KR/LB/NP/AU/UA/ZA/MD/CI/VE/MN/GH/BF/CR/BD/BY/RU/HN",null,1,"Suzhou","Δ","Δ","Δ","Δ","Δ","Δ","Δ","Δ","Δ","Δ","Δ","Δ","Δ","-","Δ","Δ","Δ","Δ","Δ","Δ","Δ","-","Δ","Δ","Δ","Δ","Δ","Δ","Δ","-","Δ","Δ","Δ","Δ","Δ","Δ","Δ","Δ","Δ","Δ","Δ","Δ","Δ","Δ","Δ","Δ","Δ","Δ","-","-","-","-","-","-","-","-","-","-","-","-","X","X","X","X","Δ","Δ","Δ","Δ","Δ","Δ","Δ","Δ","Δ","Δ","Δ","Δ","Δ","Δ","Δ","Δ","Δ","Δ","-","-","-","-","-","-","Δ","Δ","Δ","Δ","X","X","X","-","-","Δ","Δ","Δ","-","-","Δ","Δ","Δ","Δ","Δ","Δ","Δ","Δ","Δ","Δ","-","-","-","Δ","-","-","-","-","-","Δ","Δ","Δ","Δ"]
["F4-12L","V20017",1000179,"停用","F4-12L探头","F4-12L",null,"海外/国内","ALL",null,1,"Suzhou","-","-","-","-","-","-","-","-","-","-","-","-","-","-","-","-","-","-","-","-","-","-","-","-","-","-","-","-","-","-","-","-","-","-","-","-","-","-","-","-","-","-","-","-","-","-","-","-","-","-","-","-","-","-","-","-","-","-","-","-","-","-","-","-","-","-","-","-","-","-","-","-","-","-","-","-","-","-","-","-","-","-","-","-","-","-","-","-","-","-","-","-","-","-","-","-","-","-","-","-","-","-","-","-","-","-","-","-","-","-","-","-","-","-","-","-","-","-","-","-","-","-","-","-","-"]
["F4-12LV","V20058",1000742,"停用","F4-12L探头","F4-12L",null,"海外/国内","ALL",null,1,"Suzhou","-","-","-","-","Δ","Δ","Δ","Δ","-","-","-","-","-","-","-","-","-","-","-","-","-","-","-","-","-","-","-","-","-","-","-","-","-","-","X","-","-","-","-","X","-","-","-","-","-","-","-","-","-","-","-","-","-","-","-","-","-","-","-","-","-","-","-","-",{"$nulls":13},"Δ","-","-","-","-","-","-","-","-","-","-","-","-","-","-","-","-","-","-","-","X","X","X","X","X","X","X","X","X","X","-","-","X","X","X","X","X","X","X","-","-","-","-","-","-","-","-","-"]
["F4-12LV2","V20058",1001403,"启用","F4-12L探头","F4-12L",null,"海外/国内","ALL",null,1,"Suzhou","-","-","-","-","Δ","Δ","Δ","Δ","-","-","-","-","-","X","X","X","X","X","X","X","X","X","X","X","X","X","X","X","X","X","X","X","X","-","-","-","-","X","-","-","-","-","X","X","X","X","X","X","X","X","X","X","X","X","X","X","X","X","X","-","-","-","-","-","X","X","X","X","X","X","X","X","X","X","X","X","-","Δ","-","X","X","X","X","X","X","X","X","X","X","X","-","-","X","X","X","-","-","X","X","X","X","X","X","X","X","X","X","-","-","X","X","X","X","X","X","X","X","X","X","X","X","X","X","X","X"]
["X10-23L ","V20022",1000276,"启用","X10-23L 探头","X10-23L ",null,"海外/国内","ALL",null,1,"Suzhou","X","X","X","X","X","X","X","X","-","-","-","-","-","-","X","X","X","X","X","X","X","X","X","X","X","X","X","X","X","X","-","-","-","-","-","-","-","-","-","-","-","-","-","-","-","-","-","-","-","-","-","-","-","-","-","-","-","-","-","X","X","X","-","X","X","X","X","X","X","X","X","-","-","-","-","-","X","X","-","-","-","-","-","-","-","-","-","-","X","-","-","-","X","X","X","-","-","-","-","-","-","-","X","-","X","-","X","X","-","-","-","-","-","-","-","X","-","-","-","-","-","X","X","X","-"]
["X9-22L ","V20023",1000273,"启用","X9-22L 探头","X9-22L ",null,"海外/国内","ALL",null,1,"Suzhou","X","X","X","X","X","X","X","X","X","X","X","X","X","-","X","X","X","X","X","X","X","X","X","X","X","X","X","X","X","X","X","X","X","X","X","X","X","X","X","X","X","X","X","X","-","X","X","X","-","-","-","-","-","-","-","-","-","-","X","X","X","X","X","-","X","X","X","X","X","X","X","-","-","-","-","-","X","X","X","X","X","X","-","-","-","-","-","-","X","-","X","X","X","X","X","-","-","X","X","X","-","-","X","X","X","-","X","X","X","X","X","X","-","-","-","X","-","-","-","-","-","X","X","X","-"]
["I7-18L ","V20024",1000277,"启用","I7-18L 探头","I7-18L ",null,"海外/国内","ALL",null,1,"Suzhou","X","X","X","X","X","X","X","X","X","X","X","X","X","X","-","-","-","-","-","-","-","X","-","-","-","-","-","-","-","X","-","-","-","-","-","-","-","-","-","-","-","-","-","-","-","-","-","-","-","-","-","-","-","-","-","-","-","-","X","X","X","X","X","X","X","X","X","X","X","X","X","X","X","X","X","X","X","X","X","-","-","-","-","-","-","-","-","-","X","X","X","X","X","X","X","-","-","-","-","-","-","-","X","-","X","X","X","X","X","-","-","-","-","-","-","X","-","-","-","-","-","X","X","X","X"]
["G1-4P","V20013",1000406,"停用","G1-4P探头","G1-4P",null,"海外/国内","ALL",null,1,"Suzhou","X","X","X","X","X","X","X","X","X","X","X","X","X","-","X","X","X","X","X","X","X","X","X","X","X","X","X","X","X","X","X","X","X","X","X","X","X","X","X","X","X","X","X","X","X","X","X","X","X","X","X","X","X","X","X","X","X","X","-","-","-","-","-","-","X","X","X","X","X","X","X","X","X","X","X","X","X","X","X","X","X","X","X","X","X","X","X","X","X","X","X","X","-","-","-","-","-","X","X","X","X","X","X","X","X","X","X","X","X","X","X","X","X","X","X","X","X","X","X","X","X","X","X","X","X"]
["G1-4PV ","V20052",1000744,"启用","G1-4P探头","G1-4P",null,"海外/国内","ALL",null,1,"Suzhou","X","X","X","X","X","X","X","X","X","X","X","X","X","X","X","X","X","X","X","X","X","X","X","X","X","X","X","X","X","X","X","X","X","X","X","X","X","X","X","X","X","X","X","X","X","X","X","X","X","X","X","X","X","X","X","X","X","X","X","X","X","X","X","X","X","X","X","X","X","X","X","X","X","X","X","X","X","X","X","X","X","X","X","X","X","X","X","X","X","X","X","X","X","X","X","-","-","X","X","X","X","X","X","X","X","X","X","X","X","X","X","X","X","X","X","X","X","X","X","X","X","X","X","X","X"]
["S1-6P(64)","V20014",1000176,"启用","S1-6P探头","S1-6P",null,"海外/国内","ALL",null,1,"Suzhou","-","-","-","-","-","-","-","-","-","-","-","-","-",null,"-","-","-","-","-","-","-","-","-","-","-","-","-","-","-","-","-","-","-","-","-","-","-","-","-","-","-","-","-","Δ","-","Δ","-","Δ","-","-","-","-","-","-","-","-","-","-","-","-","-","-","-","-","-","-","-","-","-","-","-","-","-","-","-","-","-","-","-","-","-","Δ","-","-","-","-","-","-","-","-","-","-","-","-","-","-","-","-","-","-","-","-","-","-","-","-","-","-","-","-","-","-","-","-","-","-","-","-","-","-","-","-","-","-","-"]
["S1-6PV","V20061",1001206,"启用","S1-6P探头","S1-6P",null,"海外/国内","ALL",null,1,"Suzhou","-","-","-","-","-","-","-","-","-","-","-","-","-","X","-","-","-","-","-","-","-","-","-","-","-","-","-","-","-","-","-","-","-","-","-","-","-","-","-","-","-","-","-","-","-","-","-","-","-","-","-","-","-","-","-","-","-","-","X","X","X","X","X","X","-","-","-","-","-","-","-","-","-","-","-","-","-","-","-","-","-","-","-","-","-","-","-","-","-","-","-","-","X","X","X","X","X","-","-","-","-","-","-","-","-","-","-","-","-","-","-","-","-","-","-","-","-","-","-","-","-","-","-","-","-"]
["S1-6PS","V20056",1001012,"启用","S1-6PS探头","S1-6PS",null,"海外/国内","ALL\nE35/X35:PY/PE/CO/AR/UY/SA/SY/YE/OM/AE/TR/MM/DZ/ET/KE/LY/MU/MA/NG/TZ/UG/TN/MX/EC/DO/GT/PH/KH/UZ/KG/KZ/IN/BO/CL/MY/IQ/TH/VN/KR/LB/NP/AU/UA/ZA/MD/CI/VE/MN/GH/BF/CR/BD/BY",null,1,"Suzhou","-","-","-","-","-","-","-","-","-","-","-","-","-","-","X","X","X","X","X","X","X","X","X","X","X","X","X","X","X","X","-","-","-","-","-","-","-","-","-","-","-","-","X","X","X","X","X","X","-","-","-","-","-","-","-","-","-","-","-","-","-","-","-","-","-","-","X","X","X","X","X","-","-","-","-","-","-","-","-","-","-","X","-","-","-","-","-","-","X","-","-","-","-","-","-","-","-","-","X","X","-","-","X","-","X","-","-","-","-","-","-","X","-","-","-","X","-","-","-","-","-","-","-","X","-"]
["S1-6PX(96)","V20048",1000275,"启用","S1-6P探头","S1-6P",null,"海外/国内","ALL",null,1,"Suzhou","X","X","X","X","X","X","-","-","X","X","X","X","X","-","-","-","-","-","-","-","-","-","-","-","-","-","-","-","-","-","X","X","X","X","X","X","X","X","X","X","X","X","-","-","-","-","-","-","-","-","-","-","-","-","-","-","-","-","-","-","-","-","-","-","X","X","-","-","-","-","-","-","-","-","-","-","X","X","X","X","X","-","-","-","-","-","-","-","-","-","X","X","-","-","-","-","-","X","-","-","-","-","-","X","-","-","X","X","X","X","X","-","-","-","-","-","-","-","-","-","-","X","X","-","-"]
["G4-12LV","V20026",1000344,"启用","G4-12LV探头","G4-12LV",null,"海外/国内","ALL",null,1,"Suzhou","-","-","-","-","-","-","-","-","-","-","-","-","-","-","-","-","-","-","-","-","-","-","-","-","-","-","-","-","-","-","-","-","-","-","-","-","-","-","-","-","-","-","-","-","-","-","-","-","-","-","-","-","-","-","-","-","-","-","-","-","-","-","-","-","-","-","-","-","-","-","-","-","-","-","-","-","-","-","-","-","-","-","-","-","-","-","-","-","-","-","-","-","-","-","-","-","-","-","-","-","-","-","-","-","-","-","-","-","-","-","-","-","-","-","-","-","-","-","-","-","-","-","-","-","-"]
["G3-10P","V20025",1000337,"启用","G3-10P探头","G3-10P",null,"海外/国内","ALL\nE35/X35:PY/PE/CO/AR/UY/SA/SY/YE/OM/AE/TR/MM/DZ/ET/KE/LY/MU/MA/NG/TZ/UG/TN/MX/EC/DO/GT/PH/KH/UZ/KG/KZ/IN/BO/CL/MY/IQ/TH/VN/KR/LB/NP/AU/UA/ZA/MD/CI/VE/MN/GH/BF/CR/BD/BY",null,1,"Suzhou","-","-","-","-","-","-","-","-","-","-","-","-","-","-","X","X","X","X","X","X","X","X","X","X","X","X","X","X","X","X","-","-","-","-","-","-","-","-","-","-","-","-","-","Δ","-","-","-","Δ","-","-","-","-","-","-","-","-","-","-","-","-","-","-","-","-","-","-","X","X","X","X","X","X","X","X","X","X","-","-","-","-","-","-","-","-","-","-","-","-","X","X","-","-","X","X","X","X","X","-","-","-","-","-","X","-","X","X","-","-","-","-","-","-","-","-","-","X","-","-","-","-","-","-","-","X","X"]
["G3-10PX","V20031",1000372,"启用","G3-10PX探头","G3-10PX",null,"海外/国内","ALL",null,1,"Suzhou","X","X","X","X","X","X","X","X","X","X","X","X","X","X","-","-","-","-","-","-","-","-","-","-","-","-","-","-","-","-","X","X","X","X","X","X","X","X","X","X","X","X","-","X","-","-","-","X","-","-","-","-","-","-","-","-","-","-","X","X","X","X","X","X","X","X","-","-","Δ","-","-","-","-","-","-","-","X","X","X","X","X","X","-","-","-","-","-","-","-","-","X","X","X","X","X","-","-","X","X","X","-","-","-","X","-","-","X","X","X","X","X","X","-","-","-","-","-","-","-","-","-","X","X","-","-"]
["G4-12P","V20035",1000500,"停用","G4-12P探头","G4-12P",null,"海外/国内","ALL",null,1,"Suzhou","X","X","X","X","X","X","X","X","-","-","-","-","-","-","X","X","X","X","X","X","X","X","X","X","X","X","X","X","X","X","-","-","-","-","-","-","-","-","-","-","-","-","-","-","-","-","-","-","-","-","-","-","-","-","-","-","-","-","-","-","-","-","-","-","-","-","-","-","-","-","-","-","-","-","-","-","X","X","-","-","-","-","-","-","-","-","-","-","-","-","-","-","-","-","-","-","-","-","-","-","-","-","-","-","-","-","X","X","-","-","-","-","-","-","-","-","-","-","-","-","-","-","-","-","-"]
["G4-12PX","V20060",1001147,"启用","G4-12P探头","G4-12P",null,"海外/国内","ALL\nE35/X35:PY/PE/CO/AR/UY/SA/SY/YE/OM/AE/TR/MM/DZ/ET/KE/LY/MU/MA/NG/TZ/UG/TN/MX/EC/DO/GT/PH/KH/UZ/KG/KZ/IN/BO/CL/MY/IQ/TH/VN/KR/LB/NP/AU/UA/ZA/MD/CI/VE/MN/GH/BF/CR/BD/BY",null,1,"Suzhou","Δ","Δ","-","-","Δ","Δ","-","-","-","-","-","-","-","X","-","-","-","-","-","-","-","-","-","-","-","-","-","-","-","-","-","-","-","-","-","-","-","-","-","-","-","-","-","Δ","-","-","-","Δ","-","-","-","-","-","-","-","-","-","-","X","-","-","-","-","-","Δ","-","-","-","-","-","-","-","-","-","-","-","Δ","Δ","-","-","-","-","-","-","-","-","-","-","-","-","-","-","X","X","X","-","-","-","-","-","-","-","-","-","-","-","Δ","Δ","-","-","-","-","-","-","-","-","-","-","-","-","-","-","-","-","-"]
["F2-5CE","V20021",1000272,"启用","高品质凸阵探头F2-5CE","F2-5CE",null,"海外/国内","ALL",null,1,"Suzhou","-","-","-","-","-","-","-","-","-","-","-","-","-","-","-","-","-","-","-","-","-","-","-","-","-","-","-","-","-","-","-","-","-","-","-","-","-","-","-","-","-","-","-","-","-","-","-","-","-","-","-","-","-","-","-","-","-","-","-","-","-","-","-","-","X","X","X","X","X","X","X","X","X","X","X","X","-","-","-","-","-","-","-","-","-","-","-","-","X","X","-","-","-","-","-","-","-","-","-","-","-","-","X","-","X","X","-","-","-","-","-","-","-","-","-","X","-","-","-","-","-","X","X","X","X"]
["BP4-9","V20053",1000438,"启用","BP4-9探头","BP4-9",null,"海外/国内","ALL",null,1,"Suzhou","X","X","X","X","X","X","X","X","-","-","-","-","-","-","X","X","X","X","X","X","X","X","X","X","X","X","X","X","X","X","-","-","X","X","X","X","X","X","X","X","X","X","-","-","-","-","-","-","-","-","-","-","-","-","-","-","-","-","X","X","X","X","X","X","-","-","-","-","-","-","-","-","-","-","-","-","X","X","X","X","X","X","-","-","-","-","-","-","X","-","-","X","X","X","X","-","-","X","-","-","-","-","X","-","X","-","-","X","-","-","-","-","-","-","-","-","-","-","-","-","-","-","-","-","-"]
["E3-8T","V20057",1000734,"启用","E3-8T探头","E3-8T",null,"海外/国内","TR/AE/LB/SA/OM/YE/PH/TH/MY/NP/MM/PK/KH/ZA/KE/TZ/UG/RW/BW/MZ/CO/CL/KG/KZ/UZ/TJ/AM/AZ/GE/IL/PS/BD/DZ/GH/ML/LY/SN/RO/BG/AT/CZ/SK/HU/AR/MD/IN/CI/MX/CR/VE/RU/BR",null,1,"Suzhou","X","-","-","-","-","X","-","-","-","-","-","-","-","-","-","-","-","-","-","-","-","-","-","-","-","-","-","-","-","-","-","X","-","-","-","-","-","-","-","-","-","-","-","-","-","-","-","-","-","-","-","-","-","-","-","-","-","-","Δ","-","-","-","-","-","X","X","-","X","-","-","-","-","-","-","-","-","-","X","-","-","-","-","-","-","-","-","-","-","-","-","-","-","X","X","X","-","-","-","-","-","-","-","-","-","-","-","-","-","-","-","-","-","-","-","-","-","-","-","-","-","-","X","-","-","-"]
["G1-3R","V20071",1000752,"启用","G1-3R探头","G1-3R",null,"海外/国内","ALL",null,1,"Suzhou",{"$nulls":92},"X","X","X","-","-"]
[]
["Biopsy guide"]
["Biopsy guide S1-8C","V30143",3100128,"启用","穿刺架S1-8C","Biopsy guide S1-8C",null,"海外/国内","PY/PE/CO/AR/UY/SA/SY/YE/OM/AE/TR/MM/DZ/ET/KE/LY/MU/MA/NG/TZ/UG/TN/MX/EC/DO/GT/PH/KH/UZ/KG/KZ/IN/BO/CL/MY/IQ/TH/VN/KR/LB/NP/AU/UA/ZA/MD/CI/VE/MN/GH/BF/CR/BD/BY/HK/HN/RU",null,1,"Suzhou","X","X","X","X","X","X","X","X","X","X","X","X","-","X","-","-","-","-","-","-","-","-","-","-","-","-","-","-","-","-","-","-","-","-","-","-","-","-","-","-","-","-","-","-","-","-","-","-","-","-","-","-","-","-","-","-","-","-","X","X","X","X","X","X","-","-","-","-","-","-","-","-","-","-","-","-","X","-","-","-","-","-","-","-","-","-","-","-","-","-","X","-","X","X","X","-","-","-","-","-","-","-","-","-","-","-","X","X","-","-","-","-","-","-","-","-","-","-","-","-","-","-","-","-","-"]
["Biopsy guide G2-5C","V30026",3100102,"启用","穿刺架G2-5C","Biopsy guide G2-5C",null,"海外/国内","PY/PE/CO/AR/UY/SA/SY/YE/OM/AE/TR/MM/DZ/ET/KE/LY/MU/MA/NG/TZ/UG/TN/MX/EC/DO/GT/PH/KH/UZ/KG/KZ/IN/BO/CL/MY/IQ/TH/VN/KR/LB/NP/AU/UA/ZA/MD/CI/VE/MN/GH/BF/CR/BD/BY/HK/HN/RU",null,1,"Suzhou","X","X","X","X","X","X","X","X","X","X","X","X","X","-","X","X","X","X","X","X","X","X","X","X","X","X","X","X","X","X","X","X","X","X","X","X","X","X","X","X","X","X","X","X","X","X","X","X","-","-","-","-","-","-","-","-","-","-","-","X","X","X","X","X","X","X","X","X","X","X","X","X","X","X","X","X","X","X","X","X","X","X","-","-","-","-","-","-","X","X","X","X","-","-","-","-","-","X","X","X","-","-","X","X","X","X","X","X","X","X","X","X","-","-","-","X","-","-","-","-","-","X","X","X","X"]
["Biopsy guide F2-5C","V30141",3100096,"启用","穿刺架F2-5C","Biopsy guide F2-5C",null,"海外/国内","PY/PE/CO/AR/UY/SA/SY/YE/OM/AE/TR/MM/DZ/ET/KE/LY/MU/MA/NG/TZ/UG/TN/MX/EC/DO/GT/PH/KH/UZ/KG/KZ/IN/BO/CL/MY/IQ/TH/VN/KR/LB/NP/AU/UA/ZA/MD/CI/VE/MN/GH/BF/CR/BD/BY/HK/HN/RU",null,1,"Suzhou","X","X","X","X","X","X","X","X","-","-","-","-","-","-","X","X","X","X","X","X","X","X","X","X","X","X","X","X","X","X","X","X","X","X","X","X","X","X","X","X","X","X","X","X","X","X","X","X","X","X","X","X","X","X","X","X","X","X","-","-","-","-","-","-","X","X","X","X","X","X","X","X","X","X","X","X","X","X","-","X","X","X","X","X","X","X","X","X","X","X","-","X","X","X","X","X","X","X","X","X","X","X","X","X","X","X","X","X","-","X","X","X","X","X","X","X","X","X","X","X","X","X","X","X","X"]
["Biopsy guide G4-9E Steel","V30030",3100101,"启用","穿刺架G4-9E","Biopsy guide G4-9E Steel",null,"海外/国内","PY/PE/CO/AR/UY/SA/SY/YE/OM/AE/TR/MM/DZ/ET/KE/LY/MU/MA/NG/TZ/UG/TN/MX/EC/DO/GT/PH/KH/UZ/KG/KZ/IN/BO/CL/MY/IQ/TH/VN/KR/LB/NP/AU/UA/ZA/MD/CI/VE/MN/GH/BF/CR/BD/BY/HK/HN/RU",null,1,"Suzhou","X","X","X","X","X","X","X","X","X","X","X","X","X","X","X","X","X","X","X","X","X","X","X","X","X","X","X","X","X","X","X","X","X","X","X","X","X","X","X","X","X","X","X","X","X","X","X","X","X","X","X","X","X","X","X","X","X","X","Δ","X","X","X","X","X","X","X","X","X","X","X","X","X","X","X","X","X","X","X","X","X","X","X","X","X","X","X","X","X","X","X","X","X","-","-","-","-","-","X","X","X","X","X","X","X","X","X","X","X","X","X","X","X","X","X","X","X","X","X","X","X","X","X","X","X","X"]
["Biopsy guide G4-9E Steel 21G","V30217",3100211,"启用","穿刺架G4-9E 21G","Biopsy guide G4-9E Steel 21.5G",null,"海外/国内","PY/PE/CO/AR/UY/SA/SY/YE/OM/AE/TR/MM/DZ/ET/KE/LY/MU/MA/NG/TZ/UG/TN/MX/EC/DO/GT/PH/KH/UZ/KG/KZ/IN/BO/CL/MY/IQ/TH/VN/KR/LB/NP/AU/UA/ZA/MD/CI/VE/MN/GH/BF/CR/BD/BY/HK/HN/RU",null,1,"Suzhou","X","X","X","X","X","X","X","X","X","X","X","X","X","X","X","X","X","X","X","X","X","X","X","X","X","X","X","X","X","X","X","X","X","X","X","X","X","X","X","X","X","X","X","X","X","X","X","X","X","X","X","X","X","X","X","X","X","X","Δ","X","X","X","X","X","X","X","X","X","X","X","X","X","X","X","X","X","X","X","X","X","X","X","X","X","X","X","X","X","X","X","X","X","-","-","-","-","-","X","X","X","X","X","X","X","X","X","X","X","X","X","X","X","X","X","X","X","X","X","X","X","X","X","X","X","X"]
["Biopsy guide G4-9E Steel 14G","V30362",3100250,"启用","穿刺架G4-9E  14G","Biopsy guide G4-9E Steel 14G",null,"海外/国内","PY/PE/CO/AR/UY/SA/SY/YE/OM/AE/TR/MM/DZ/ET/KE/LY/MU/MA/NG/TZ/UG/TN/MX/EC/DO/GT/PH/KH/UZ/KG/KZ/IN/BO/CL/MY/IQ/TH/VN/KR/LB/NP/AU/UA/ZA/MD/CI/VE/MN/GH/BF/CR/BD/BY/HK/HN/RU",null,1,"Suzhou","X","X","X","X","X","X","X","X","X","X","X","X","X","X","X","X","X","X","X","X","X","X","X","X","X","X","X","X","X","X","X","X","X","X","X","X","X","X","X","X","X","X","X","X","X","X","X","X","X","X","X","X","X","X","X","X","X","X","Δ","X","X","X","X","X","X","X","X","X","X","X","X","X","X","X","X","X","X","X","X","X","X","X","X","X","X","X","X","X","X","X","X","X","-","-","-","-","-","X","X","X","X","X","X","X","X","X","X","X","X","X","X","X","X","X","X","X","X","X","X","X","X","X","X","X","X"]
["Biopsy guide G4-9E Steel 17G","V30768",3100545,"启用","穿刺架G4-9E  17G","Biopsy guide G4-9E Steel 14G",null,"海外/国内","PY/PE/CO/AR/UY/SA/SY/YE/OM/AE/TR/MM/DZ/ET/KE/LY/MU/MA/NG/TZ/UG/TN/MX/EC/DO/GT/PH/KH/UZ/KG/KZ/IN/BO/CL/MY/IQ/TH/VN/KR/LB/NP/AU/UA/ZA/MD/CI/VE/MN/GH/BF/CR/BD/BY/HK/HN/RU",null,1,"Suzhou","X","X","X","X","X","X","X","X","X","X","X","X","X","X","X","X","X","X","X","X","X","X","X","X","X","X","X","X","X","X","X","X","X","X","X","X","X","X","X","X","X","X","X","X","X","X","X","X","X","X","X","X","X","X","X","X","X","X","Δ","X","X","X","X","X","X","X","X","X","X","X","X","X","X","X","X","X","X","X","X","X","X","X","X","X","X","X","X","X","X","X","X","X","-","-","-","-","-","X","X","X","X","X","X","X","X","X","X","X","X","X","X","X","X","X","X","X","X","X","X","X","X","X","X","X","X"]
["Disposable Biopsy guide 12Pcs/Bag for G4-9E（can be sold in Peru,Chile, Argentina,Mexico,Algeria,India,Iraq,Ecuador ,Egypt, South Africa,Europe(except Italy and Spain) ","T10004",3100243,"启用","一次性穿刺架，LEAPMED LPESE123","Disposable Biopsy guide 12Pcs/Bag for G4-9E",null,"海外","PY/PE/CO/AR/UY/SA/SY/YE/OM/AE/TR/MM/DZ/ET/KE/LY/MU/MA/NG/TZ/UG/TN/MX/EC/DO/GT/PH/KH/UZ/KG/KZ/IN/BO/CL/MY/IQ/TH/VN/KR/LB/NP/AU/UA/ZA/MD/CI/VE/MN/GH/BF/CR/BD/BY/HK/HN/RU",null,1,"Suzhou","X","X","X","X","X","X","X","X","X","X","X","X","X","-","X","X","X","X","X","X","X","X","X","X","X","X","X","X","X","X","X","X","X","X","X","X","X","X","X","X","X","X","X","X","X","X","X","X","X","X","X","X","X","X","X","X","X","X","Δ","-","-","-","-","-","X","X","X","X","X","X","X","X","X","X","X","X","X","X","X","X","X","X","X","X","X","X","X","X","X","X","X","X","X","X","X","-","-","X","X","X","X","X","X","X","X","X","X","X","X","X","X","X","X","X","X","X","X","X","X","X","X","X","X","X","X"]
["Biopsy guide F4-9E","V30205",3100188,"启用","穿刺架F4-9E","Biopsy guide F4-9E",null,"海外/国内","PY/PE/CO/AR/UY/SA/SY/YE/OM/AE/TR/MM/DZ/ET/KE/LY/MU/MA/NG/TZ/UG/TN/MX/EC/DO/GT/PH/KH/UZ/KG/KZ/IN/BO/CL/MY/IQ/TH/VN/KR/LB/NP/AU/UA/ZA/MD/CI/VE/MN/GH/BF/CR/BD/BY/HK/HN/RU",null,1,"Suzhou","X","X","X","X","X","X","X","X","-","-","-","-","-","-","X","X","X","X","X","X","X","X","X","X","X","X","X","X","X","X","X","X","X","X","Δ","X","X","X","X","X","X","X","X","X","X","X","X","X","X","X","X","X","X","X","X","X","X","X","-","X","X","X","X","X","X","X","X","X","X","X","X","X","X","X","X","X","X","X","-","X","X","X","X","X","X","X","X","X","X","X","-","X","X","X","X","-","-","X","X","X","X","X","X","Δ","X","X","X","X","-","Δ","Δ","X","X","X","X","X","X","X","X","X","X","X","X","X","X"]
["Biopsy guide X6-16L","V30028",3100093,"启用","穿刺架X6-16L","Biopsy guide X6-16L",null,"海外/国内","PY/PE/CO/AR/UY/SA/SY/YE/OM/AE/TR/MM/DZ/ET/KE/LY/MU/MA/NG/TZ/UG/TN/MX/EC/DO/GT/PH/KH/UZ/KG/KZ/IN/BO/CL/MY/IQ/TH/VN/KR/LB/NP/AU/UA/ZA/MD/CI/VE/MN/GH/BF/CR/BD/BY/HK/HN/RU",null,1,"Suzhou","X","X","X","X","X","X","X","X","X","X","X","X","X","X","X","X","X","X","X","X","X","X","X","X","X","X","X","X","X","X","X","X","X","X","X","X","X","X","X","X","X","X","X","X","X","X","X","X","-","-","-","-","-","-","-","-","-","-","X","X","X","X","X","X","X","X","X","X","X","X","X","-","-","-","-","-","X","X","X","X","X","X","-","-","-","-","-","-","X","-","X","X","X","X","X","-","-","X","X","X","-","-","X","X","X","-","X","X","X","X","X","X","-","-","-","X","-","-","-","-","-","X","X","X","-"]
["Biopsy guide X4-12L","V30118",3100092,"启用","穿刺架X4-12L","Biopsy guide X4-12L",null,"海外/国内","PY/PE/CO/AR/UY/SA/SY/YE/OM/AE/TR/MM/DZ/ET/KE/LY/MU/MA/NG/TZ/UG/TN/MX/EC/DO/GT/PH/KH/UZ/KG/KZ/IN/BO/CL/MY/IQ/TH/VN/KR/LB/NP/AU/UA/ZA/MD/CI/VE/MN/GH/BF/CR/BD/BY/HK/HN/RU",null,1,"Suzhou","X","X","X","X","X","X","X","X","X","X","X","X","X","X","X","X","X","X","X","X","X","X","X","X","X","X","X","X","X","X","X","X","X","X","X","X","X","X","X","X","X","X","X","X","X","X","X","X","X","-","-","-","-","-","-","-","-","-","X","X","X","X","X","X","X","X","X","X","X","X","X","-","-","-","-","-","X","X","X","X","X","X","X","-","-","-","-","-","X","-","X","X","X","X","X","X","X","X","X","X","-","-","X","X","X","-","X","X","X","X","X","X","-","-","-","X","X","X","-","-","-","X","X","X","-"]
["Biopsy guide F4-12L","V30142",3100130,"启用","穿刺架F4-12L","Biopsy guide F4-12L",null,"海外/国内","PY/PE/CO/AR/UY/SA/SY/YE/OM/AE/TR/MM/DZ/ET/KE/LY/MU/MA/NG/TZ/UG/TN/MX/EC/DO/GT/PH/KH/UZ/KG/KZ/IN/BO/CL/MY/IQ/TH/VN/KR/LB/NP/AU/UA/ZA/MD/CI/VE/MN/GH/BF/CR/BD/BY/HK/HN/RU",null,1,"Suzhou","-","-","-","-","Δ","Δ","Δ","Δ","-","-","-","-","-","X","X","X","X","X","X","X","X","X","X","X","X","X","X","X","X","X","X","X","X","X","X","X","X","X","X","X","X","X","X","X","X","X","X","X","X","X","X","X","X","X","X","X","X","X","X","X","X","X","X","X","X","X","X","X","X","X","X","X","X","X","X","X","-","-","-","X","X","X","X","X","X","X","X","X","X","X","-","-","X","X","X","-","-","X","X","X","X","X","X","X","X","X","-","-","-","X","X","X","X","X","X","X","X","X","X","X","X","X","X","X","X"]
["Biopsy guide G1-4P","V30119",3100095,"启用","穿刺架G1-4P","Biopsy guide G1-4P",null,"海外/国内","PY/PE/CO/AR/UY/SA/SY/YE/OM/AE/TR/MM/DZ/ET/KE/LY/MU/MA/NG/TZ/UG/TN/MX/EC/DO/GT/PH/KH/UZ/KG/KZ/IN/BO/CL/MY/IQ/TH/VN/KR/LB/NP/AU/UA/ZA/MD/CI/VE/MN/GH/BF/CR/BD/BY/HK/HN/RU",null,1,"Suzhou","X","X","X","X","X","X","X","X","X","X","X","X","X","X","X","X","X","X","X","X","X","X","X","X","X","X","X","X","X","X","X","X","X","X","X","X","X","X","X","X","X","X","X","X","X","X","X","X","X","X","X","X","X","X","X","X","X","X","X","X","X","X","X","X","X","X","X","X","X","X","X","X","X","X","X","X","X","X","X","X","X","X","X","X","X","X","X","X","X","X","X","X","X","X","X","-","-","X","X","X","X","X","X","X","X","X","X","X","X","X","X","X","X","X","X","X","X","X","X","X","X","X","X","X","X"]
["Biopsy guide S1-6P","V30120",3100094,"启用","穿刺架S1-6P","Biopsy guide S1-6P",null,"海外/国内","PY/PE/CO/AR/UY/SA/SY/YE/OM/AE/TR/MM/DZ/ET/KE/LY/MU/MA/NG/TZ/UG/TN/MX/EC/DO/GT/PH/KH/UZ/KG/KZ/IN/BO/CL/MY/IQ/TH/VN/KR/LB/NP/AU/UA/ZA/MD/CI/VE/MN/GH/BF/CR/BD/BY/HK/HN/RU",null,1,"Suzhou","X","X","X","X","-","-","-","-","X","X","X","X","X","-","-","-","-","-","-","-","-","-","-","-","-","-","-","-","-","-","X","X","X","X","X","X","X","X","X","-","-","X","-","-","-","-","-","-","-","-","-","-","-","-","-","-","-","-","-","X","X","X","X","X","X","X","-","-","-","-","-","-","-","-","-","-","X","X","X","X","-","-","-","-","-","-","-","-","-","-","X","X","-","-","-","-","-","X","-","-","-","-","-","X","-","-","X","X","X","X","X","-","-","-","-","-","-","-","-","-","-","X","X","-","-"]
["Biopsy guide X4-9E","V30522",3100384,"启用","穿刺架 X4-9E","Biopsy guide X4-9E",null,"海外/国内","PY/PE/CO/AR/UY/SA/SY/YE/OM/AE/TR/MM/DZ/ET/KE/LY/MU/MA/NG/TZ/UG/TN/MX/EC/DO/GT/PH/KH/UZ/KG/KZ/IN/BO/CL/MY/IQ/TH/VN/KR/LB/NP/AU/UA/ZA/MD/CI/VE/MN/GH/BF/CR/BD/BY/HK/HN/RU",null,1,"Suzhou","X","X","X","X","X","X","X","X","X","X","X","X","X","X","X","X","X","X","X","X","X","X","X","X","X","X","X","X","X","X","X","X","X","X","X","X","X","X","X","X","X","X","X","X","X","X","X","X","-","-","-","-","-","-","-","-","-","-","X","X","X","X","X","X","-","-","-","-","-","-","-","-","-","-","-","-","X","X","X","X","X","X","-","-","-","-","-","-","-","-","X","X","X","X","X","-","-","X","X","X","-","-","-","X","-","-","X","X","X","X","X","X","-","-","-","-","-","-","-","-","-","-","-","-","-"]
["Biopsy guide BP4-9","V30523",3100392,"启用","穿刺架 BP4-9","Biopsy guide BP4-9",null,"海外/国内","PY/PE/CO/AR/UY/SA/SY/YE/OM/AE/TR/MM/DZ/ET/KE/LY/MU/MA/NG/TZ/UG/TN/MX/EC/DO/GT/PH/KH/UZ/KG/KZ/IN/BO/CL/MY/IQ/TH/VN/KR/LB/NP/AU/UA/ZA/MD/CI/VE/MN/GH/BF/CR/BD/BY/HK/HN/RU",null,1,"Suzhou","X","X","X","X","X","X","X","X","-","-","-","-","-","-","X","X","X","X","X","X","X","X","X","X","X","X","X","X","X","X","-","-","-","-","-","-","-","-","-","-","-","-","-","-","-","-","-","-","-","-","-","-","-","-","-","-","-","-","X","X","X","X","X","X","X","X","X","X","X","X","X","-","-","-","-","-","X","X","X","-","X","X","-","-","-","-","-","-","X","-","-","X","X","X","X","-","-","-","-","-","-","-","X","-","X","-","-","X","-","-","-","-","-","-","-","-","-","-","-","-","-","X","X","X","-"]
["Biopsy needle guide slot 14G（except for micro convex endocavity array）","V30430",3100252,"启用","穿刺针导槽14G（适用于除了经腔探头穿刺架外其他的金属穿刺架）","Biopsy needle guide slot（except for micro convex endocavity array）",null,"海外/国内","PY/PE/CO/AR/UY/SA/SY/YE/OM/AE/TR/MM/DZ/ET/KE/LY/MU/MA/NG/TZ/UG/TN/MX/EC/DO/GT/PH/KH/UZ/KG/KZ/IN/BO/CL/MY/IQ/TH/VN/KR/LB/NP/AU/UA/ZA/MD/CI/VE/MN/GH/BF/CR/BD/BY/HK/HN/RU",null,1,"Suzhou","X","X","X","X","X","X","X","X","X","X","X","X","X","X","X","X","X","X","X","X","X","X","X","X","X","X","X","X","X","X","X","X","X","X","X","X","X","X","X","X","X","X","X","X","X","X","X","X","X","X","X","X","X","X","X","X","X","X","-","X","X","X","X","X","X","X","X","X","X","X","X","X","X","X","X","X","X","X","X","X","X","X","X","X","X","X","X","X","X","X","X","X","X","X","X","-","-","X","X","X","X","X","X","X","X","X","X","X","X","X","X","X","X","X","X","X","X","X","X","X","X","X","X","X","X"]
["Biopsy needle guide slot 22G（except for micro convex endocavity array）","V30650",3100508,"启用","穿刺针导槽22G（适用于除了经腔探头穿刺架外其他的金属穿刺架）","Biopsy needle guide slot（except for micro convex endocavity array）",null,"海外/国内","PY/PE/CO/AR/UY/SA/SY/YE/OM/AE/TR/MM/DZ/ET/KE/LY/MU/MA/NG/TZ/UG/TN/MX/EC/DO/GT/PH/KH/UZ/KG/KZ/IN/BO/CL/MY/IQ/TH/VN/KR/LB/NP/AU/UA/ZA/MD/CI/VE/MN/GH/BF/CR/BD/BY/HK/HN/RU",null,1,"Suzhou","X","X","X","X","X","X","X","X","X","X","X","X","X","X","X","X","X","X","X","X","X","X","X","X","X","X","X","X","X","X","X","X","X","X","X","X","X","X","X","X","X","X","X","X","X","X","X","X","X","X","X","X","X","X","X","X","X","X","-","X","X","X","X","X","X","X","X","X","X","X","X","X","X","X","X","X","X","X","X","X","X","X","X","X","X","X","X","X","X","X","X","X","X","X","X","-","-","X","X","X","X","X","X","X","X","X","X","X","X","X","X","X","X","X","X","X","X","X","X","X","X","X","X","X","X"]
["Biopsy needle guide slot 23G（except for micro convex endocavity array）","V30651",3100553,"启用","穿刺针导槽23G（适用于除了经腔探头穿刺架外其他的金属穿刺架）","Biopsy needle guide slot（except for micro convex endocavity array）",null,"海外/国内","PY/PE/CO/AR/UY/SA/SY/YE/OM/AE/TR/MM/DZ/ET/KE/LY/MU/MA/NG/TZ/UG/TN/MX/EC/DO/GT/PH/KH/UZ/KG/KZ/IN/BO/CL/MY/IQ/TH/VN/KR/LB/NP/AU/UA/ZA/MD/CI/VE/MN/GH/BF/CR/BD/BY/HK/HN/RU",null,1,"Suzhou","X","X","X","X","X","X","X","X","X","X","X","X","X","X","X","X","X","X","X","X","X","X","X","X","X","X","X","X","X","X","X","X","X","X","X","X","X","X","X","X","X","X","X","X","X","X","X","X","X","X","X","X","X","X","X","X","X","X","-","X","X","X","X","X","X","X","X","X","X","X","X","X","X","X","X","X","X","X","X","X","X","X","X","X","X","X","X","X","X","X","X","X","X","X","X","-","-","X","X","X","X","X","X","X","X","X","X","X","X","X","X","X","X","X","X","X","X","X","X","X","X","X","X","X","X"]
["Biopsy guide S1-6PX","V30653",3100438,"启用","穿刺架S1-6PX","Biopsy guide S1-6PX",null,"海外/国内","PY/PE/CO/AR/UY/SA/SY/YE/OM/AE/TR/MM/DZ/ET/KE/LY/MU/MA/NG/TZ/UG/TN/MX/EC/DO/GT/PH/KH/UZ/KG/KZ/IN/BO/CL/MY/IQ/TH/VN/KR/LB/NP/AU/UA/ZA/MD/CI/VE/MN/GH/BF/CR/BD/BY/HK/HN/RU",null,1,"Suzhou","X","X","X","X","-","X","X","X","X","X","X","X","X","-","X","X","X","X","X","X","-","-","-","-","-","-","-","-","-","-","X","X","X","X","X","X","X","X","X","X","X","X","-","-","-","-","-","-","-","-","-","-","-","-","-","-","-","-","-","X","X","X","X","X","X","X","-","-","-","-","-","-","-","-","-","-","X","X","X","X","X","-","-","-","-","-","-","-","-","-","X","X","-","-","-","-","-","X","-","-","-","-","-","X","-","-","X","X","X","X","X","-","-","-","-","-","-","-","-","-","-","X","X","-","-"]
["Biopsy guide X2-6C","V30654",3100454,"启用","穿刺架X2-6C","Biopsy guide X2-6C",null,"海外/国内","PY/PE/CO/AR/UY/SA/SY/YE/OM/AE/TR/MM/DZ/ET/KE/LY/MU/MA/NG/TZ/UG/TN/MX/EC/DO/GT/PH/KH/UZ/KG/KZ/IN/BO/CL/MY/IQ/TH/VN/KR/LB/NP/AU/UA/ZA/MD/CI/VE/MN/GH/BF/CR/BD/BY/HK/HN/RU",null,1,"Suzhou","X","X","X","X","X","X","X","X","X","X","X","X","X","X","X","X","X","X","X","X","X","X","X","X","X","X","X","X","X","X","X","X","X","X","X","X","X","X","X","X","X","X","X","X","X","X","X","X","-","-","-","-","-","-","-","-","-","-","X","X","X","X","X","X","-","-","-","-","-","-","-","-","-","-","-","-","X","X","X","X","X","X","-","-","-","-","-","-","-","-","X","X","X","X","X","-","-","X","X","X","-","-","-","X","-","-","X","X","X","X","X","X","-","-","-","-","-","-","-","-","-","-","-","-","-"]
["Biopsy guide S2-9C","V30769","3100473","启用","穿刺架S2-9C","Biopsy guide S2-9C",null,"海外/国内","PY/PE/CO/AR/UY/SA/SY/YE/OM/AE/TR/MM/DZ/ET/KE/LY/MU/MA/NG/TZ/UG/TN/MX/EC/DO/GT/PH/KH/UZ/KG/KZ/IN/BO/CL/MY/IQ/TH/VN/KR/LB/NP/AU/UA/ZA/MD/CI/VE/MN/GH/BF/CR/BD/BY/HK/HN/RU",null,1,"Suzhou","X","X","X","X","X","X","X","X","X","X","X","X","X","-","X","X","X","X","X","X","X","X","X","X","X","X","X","X","X","X","X","X","X","X","X","X","X","X","X","X","X","X","X","X","X","X","-","-","-","-","-","-","-","-","-","-","-","-","-","X","X","X","X","X","-","-","-","-","-","-","-","-","-","-","-","-","X","X","X","X","X","X","-","-","-","-","-","-","-","-","X","X","-","-","-","-","-","X","X","X","-","-","-","X","-","-","X","X","X","X","X","X","-","-","-","-","-","-","-","-","-","X","X","-","-"]
["俄罗斯版穿刺架,G4-9E","V30475",1000883,"启用","俄罗斯版穿刺架,G4-9E","RUA-Biopsy guide G4-9E",null,"海外","BY/RU",null,1,"Suzhou","-","-","-","-","-","-","-","-","-","-","-","-","-","-","-","-","-","-","-","-","-","-","-","-","-","-","-","-","-","-","-","-","-","-","-","-","-","-","-","-","-","-","-","-","-","-","-","-","-","-","-","-","-","-","-","-","-","-","-","-","-","-","-","-","-","-","-","-","-","-","-","-","-","-","-","-","-","-","-","-","-","-","-","-","-","-","-","-","-","-","-","-","-","-","-","-","-","-","-","-","-","-","-","-","-","-","-","-","-","-","-","-","-","-","-","-","X","X","X","X","X","X","X","X","X"]
["俄罗斯版穿刺架,F4-12L","V30476",1000884,"启用","俄罗斯版穿刺架,F4-12L","RUA-Biopsy guide F4-12L",null,"海外","BY/RU",null,1,"Suzhou","-","-","-","-","-","-","-","-","-","-","-","-","-","-","-","-","-","-","-","-","-","-","-","-","-","-","-","-","-","-","-","-","-","-","-","-","-","-","-","-","-","-","-","-","-","-","-","-","-","-","-","-","-","-","-","-","-","-","-","-","-","-","-","-","-","-","-","-","-","-","-","-","-","-","-","-","-","-","-","-","-","-","-","-","-","-","-","-","-","-","-","-","X","X","X","-","-","-","-","-","-","-","-","-","-","-","-","-","-","-","-","-","-","-","-","-","X","X","X","X","X","X","X","X","X"]
["俄罗斯版穿刺架,F2-5C","V30477",1000885,"启用","俄罗斯版穿刺架,F2-5C","RUA-Biopsy guide F2-5C",null,"海外","BY/RU",null,1,"Suzhou","-","-","-","-","-","-","-","-","-","-","-","-","-","-","-","-","-","-","-","-","-","-","-","-","-","-","-","-","-","-","-","-","-","-","-","-","-","-","-","-","-","-","-","-","-","-","-","-","-","-","-","-","-","-","-","-","-","-","-","-","-","-","-","-","-","-","-","-","-","-","-","-","-","-","-","-","-","-","-","-","-","-","-","-","-","-","-","-","-","-","-","-","X","X","X","-","-","-","-","-","-","-","-","-","-","-","-","-","-","-","-","-","-","-","-","-","X","X","X","X","X","X","X","X","X"]
["Biopsy guide S1-6PV","V30824",3100668,"启用","穿刺架S1-6PV","Biopsy guide S1-6PV",null,"海外/国内","PY/PE/CO/AR/UY/SA/SY/YE/OM/AE/TR/MM/DZ/ET/KE/LY/MU/MA/NG/TZ/UG/TN/MX/EC/DO/GT/PH/KH/UZ/KG/KZ/IN/BO/CL/MY/IQ/TH/VN/KR/LB/NP/AU/UA/ZA/MD/CI/VE/MN/GH/BF/CR/BD/BY/HK/HN/RU",null,1,"SuZhou","-","-","-","-","X","-","-","-","-","-","-","-","-","X","-","-","-","-","-","-","-","-","-","-","-","-","-","-","-","-","-","-","-","-","-","-","-","-","-","-","-","-","-","-","-","-","-","-","-","-","-","-","-","-","-","-","-","-","X","X","X","X","X","X","-","-","-","-","-","-","-","-","-","-","-","-","-","-","-","-","-","-","-","-","-","-","-","-","-","-","-","-","X","X","X","X","X","-","-","-","-","-","-","-","-","-","-","-","-","-","-","-","-","-","-","-","-","-","-","-","-","-","-","-","-"]
["Biopsy guide U5-15LE","V30866",3100768,"启用","穿刺架 U5-15LE","Biopsy guide U5-15LE",null,"海外/国内","PY/PE/CO/AR/UY/SA/SY/YE/OM/AE/TR/MM/DZ/ET/KE/LY/MU/MA/NG/TZ/UG/TN/MX/EC/DO/GT/PH/KH/UZ/KG/KZ/IN/BO/CL/MY/IQ/TH/VN/KR/LB/NP/AU/UA/ZA/MD/CI/VE/MN/GH/BF/CR/BD/BY/HK/HN/RU",null,1,"SuZhou","-","-","-","-","X","X","X","X","-","-","-","-","-","-","-","-","-","-","-","-","-","-","-","-","-","-","-","-","-","-","-","-","-","-","-","-","-","-","-","-","-","-","-","-","-","-","-","-","-","-","-","-","-","-","-","-","-","-","-","-","-","-","-","-","-","-","-","-","-","-","-","-","-","-","-","-","-","X","-","-","-","-","-","-","-","-","-","-","-","-","-","X","-","-","-","-","-","-","-","-","-","-","-","-","-","-","-","-","-","-","-","-","-","-","-","-","-","-","-","-","-","-","-","-","-","-"]
["Biopsy guide D3-6C    ","V30867",3100769,"启用","穿刺架 D3-6C    ","Biopsy guide D3-6C    ",null,"海外/国内","PY/PE/CO/AR/UY/SA/SY/YE/OM/AE/TR/MM/DZ/ET/KE/LY/MU/MA/NG/TZ/UG/TN/MX/EC/DO/GT/PH/KH/UZ/KG/KZ/IN/BO/CL/MY/IQ/TH/VN/KR/LB/NP/AU/UA/ZA/MD/CI/VE/MN/GH/BF/CR/BD/BY/HK/HN/RU",null,1,"SuZhou","-","-","-","-","-","-","-","-","-","-","-","-","-","-","-","-","-","-","-","-","-","-","-","-","-","-","-","-","-","-","-","-","-","-","-","-","-","-","-","-","-","-","-","-","-","-","-","-","-","-","-","-","-","-","-","-","-","-","-","-","-","-","-","-","-","-","-","-","-","-","-","-","-","-","-","-","-","-","-","-","-","-","-","-","-","-","-","-","-","-","-","-","-","-","-","-","-","-","-","-","-","-","-","-","-","-","X","X","X","-","-","-","-","-","-","-","-","-","-","-","-","-","-","-","-","-"]
["Biopsy guide G4-9M","V30868",3100770,"启用","穿刺架G4-9M","Biopsy guide G4-9M",null,"海外/国内","PY/PE/CO/AR/UY/SA/SY/YE/OM/AE/TR/MM/DZ/ET/KE/LY/MU/MA/NG/TZ/UG/TN/MX/EC/DO/GT/PH/KH/UZ/KG/KZ/IN/BO/CL/MY/IQ/TH/VN/KR/LB/NP/AU/UA/ZA/MD/CI/VE/MN/GH/BF/CR/BD/BY/HK/HN/RU",null,1,"SuZhou","X","X","X","X","X","X","X","X","-","-","-","-","-","-","-","-","-","-","-","-","-","-","-","-","-","-","-","-","-","-","-","-","-","-","-","-","-","-","-","-","-","-","-","-","-","-","-","-","-","-","-","-","-","-","-","-","-","-","-","-","-","-","-","-","-","-","-","-","-","-","-","-","-","-","-","-","X","X","-","-","-","-","-","-","-","-","-","-","-","-","X","X","-","-","-","-","-","-","-","-","-","-","-","-","-","-","X","X","X","-","-","-","-","-","-","-","-","-","-","-","-","-","-","-","-","-"]

{"sheet":"China超声配置","index":4,"n_rows":590,"n_cols":152,"rows_kept":590,"cut":false,"hidden":false,"merged":[]}
["EquipmentName",{"$nulls":11},"彩色超声诊断系统部件","彩色超声诊断系统部件","彩色超声诊断系统部件","彩色超声诊断系统部件","彩色超声诊断系统部件","彩色超声诊断系统部件","彩色超声诊断系统部件","数字化彩色超声诊断仪","数字化彩色超声诊断仪","数字化彩色超声诊断仪","数字化彩色超声诊断仪","数字化彩色超声诊断仪","数字化彩色超声诊断仪","数字化彩色超声诊断仪","数字化彩色超声诊断仪","数字化彩色超声诊断仪","数字化彩色超声诊断仪","数字化彩色超声诊断仪","数字化彩色超声诊断仪","数字化彩色超声诊断仪","数字化彩色超声诊断仪","数字化彩色超声诊断仪","数字化彩色超声诊断仪","数字化彩色超声诊断仪","数字化彩色超声诊断仪","数字化彩色超声诊断仪","数字化彩色超声诊断仪","数字化彩色超声诊断仪","数字化彩色超声诊断仪","数字化彩色超声诊断仪","数字化彩色超声诊断仪","数字化彩色超声诊断仪","数字化彩色超声诊断仪","数字化彩色超声诊断仪","数字化彩色超声诊断仪","数字化彩色超声诊断仪","数字化彩色超声诊断仪","数字化彩色超声诊断仪","数字化彩色超声诊断仪","数字化彩色超声诊断仪","数字化彩色超声诊断仪","数字化彩色超声诊断仪","数字化彩色超声诊断仪","数字化彩色超声诊断仪","数字化彩色超声诊断仪","数字化彩色超声诊断仪","数字化彩色超声诊断仪","数字化彩色超声诊断仪","数字化彩色超声诊断仪","数字化彩色超声诊断仪","数字化彩色超声诊断仪","数字化彩色超声诊断仪","数字化彩色超声诊断仪","数字化彩色超声诊断仪","数字化彩色超声诊断仪","数字化彩色超声诊断仪","数字化彩色超声诊断仪","数字化彩色超声诊断仪","数字化彩色超声诊断仪","数字化彩色超声诊断仪","数字化彩色超声诊断仪","数字化彩色超声诊断仪","数字化彩色超声诊断仪","数字化彩色超声诊断仪","数字化彩色超声诊断仪","数字化彩色超声诊断仪","数字化彩色超声诊断仪","数字化彩色超声诊断仪","数字化彩色超声诊断仪","数字化彩色超声诊断仪","数字化彩色超声诊断仪","数字化彩色超声诊断仪","数字化彩色超声诊断仪","数字化彩色超声诊断仪","数字化彩色超声诊断仪","数字化彩色超声诊断仪","数字化彩色超声诊断仪","数字化彩色超声诊断仪","数字化彩色超声诊断仪","数字化彩色超声诊断仪","数字化彩色超声诊断仪","数字化彩色超声诊断仪","数字化彩色超声诊断仪","数字化彩色超声诊断仪","数字化彩色超声诊断仪","数字化彩色超声诊断仪","数字化彩色超声诊断仪","数字化彩色超声诊断仪","数字化彩色超声诊断仪","数字化彩色超声诊断仪","便携式数字化彩色超声诊断仪","便携式数字化彩色超声诊断仪","便携式数字化彩色超声诊断仪","便携式数字化彩色超声诊断仪","便携式数字化彩色超声诊断仪","便携式数字化彩色超声诊断仪","便携式数字化彩色超声诊断仪","便携式数字化彩色超声诊断仪","便携式数字化彩色超声诊断仪","便携式数字化彩色超声诊断仪","便携式数字化彩色超声诊断仪","便携式数字化彩色超声诊断仪","便携式数字化彩色超声诊断仪","便携式数字化彩色超声诊断仪","便携式数字化彩色超声诊断仪","便携式数字化彩色超声诊断仪","便携式数字化彩色超声诊断仪","便携式数字化彩色超声诊断仪","彩色超声诊断系统部件","彩色超声诊断系统部件","彩色超声诊断系统部件","彩色超声诊断系统部件","彩色超声诊断系统部件","彩色超声诊断系统部件","彩色超声诊断系统部件","彩色超声诊断系统部件","彩色超声诊断系统部件","便携式数字化彩色超声诊断仪","便携式数字化彩色超声诊断仪","便携式数字化彩色超声诊断仪","便携式数字化彩色超声诊断仪","便携式数字化彩色超声诊断仪","便携式数字化彩色超声诊断仪","便携式数字化彩色超声诊断仪","便携式数字化彩色超声诊断仪","便携式数字化彩色超声诊断仪","便携式数字化彩色超声诊断仪","便携式数字化彩色超声诊断仪","便携式数字化彩色超声诊断仪","便携式数字化彩色超声诊断仪","便携式数字化彩色超声诊断仪","便携式数字化彩色超声诊断仪","便携式数字化彩色超声诊断仪","便携式数字化彩色超声诊断仪","便携式数字化彩色超声诊断仪","便携式数字化彩色超声诊断仪","便携式数字化彩色超声诊断仪"]
["ProductType",{"$nulls":11},"中端","中端","低端","低端","低端","低端","便携","高端","高端","高端","高端","高端","高端","高端","高端","高端","高端","高端","高端","高端","高端","高端","高端","高端","中端","中端","中端","中端","中端","中端","中端","中端","中端","中端","中端","中端","高端","高端","高端","高端","中端","中端","中端","中端","中端","中端","中端","中端","中端","中端","低端","低端","低端","低端","低端","低端","低端","低端","低端","低端","中端","中端","中端","中端","中端","中端","中端","低端","低端","低端","低端","低端","低端","超低端","超低端","超低端","超低端","超低端","超低端","超低端","超低端","超低端","超低端","超低端","超低端","超低端","超低端","超低端","超低端","超低端","便携","便携","便携","便携","便携","便携","便携","便携","便携","便携","便携","便携","便携","便携","便携","便携","便携","便携","中端","中端","超低端","低端","超低端","超低端","便携","便携","便携","便携","便携","便携","便携","便携","便携","便携","便携","便携","便携","便携","便携","便携","便携","便携","便携","便携","便携","便携","便携"]
["RegionTypes",{"$nulls":11},"海外/国内","海外/国内","海外/国内","海外/国内","海外/国内","海外/国内","海外/国内","国内","海外/国内","海外/国内","海外/国内","海外/国内","海外/国内","海外/国内","海外/国内","海外/国内","海外/国内","海外/国内","海外/国内","海外/国内","海外/国内","海外/国内","海外/国内","海外/国内","海外/国内","海外/国内","海外/国内","海外/国内","海外/国内","海外/国内","海外/国内","海外/国内","海外/国内","海外/国内","海外/国内","海外/国内","海外/国内","海外/国内","海外/国内","海外/国内","海外/国内","海外/国内","海外/国内","海外/国内","海外/国内","海外/国内","海外/国内","海外/国内","海外/国内","海外/国内","国内","国内","国内","国内","国内","国内","国内","国内","国内","国内","海外/国内","海外/国内","海外/国内","海外/国内","海外/国内","海外/国内","海外/国内","海外/国内","海外/国内","海外/国内","海外/国内","海外/国内","海外/国内","海外/国内","海外/国内","海外/国内","海外/国内","海外/国内","海外/国内","海外/国内","海外/国内","海外/国内","海外/国内","海外/国内","海外/国内","海外/国内","海外/国内","海外/国内","海外/国内","海外/国内","海外/国内","海外/国内","海外/国内","海外/国内","海外/国内","海外/国内","海外/国内","海外/国内","海外/国内","海外/国内","海外/国内","海外/国内","海外/国内","海外/国内","海外/国内","海外/国内","海外/国内","海外/国内","国内","国内","国内","国内","国内","国内","国内","国内","国内","国内","海外/国内","海外/国内","海外/国内","海外/国内","海外/国内","海外/国内","海外/国内","海外/国内","海外/国内","海外/国内","海外/国内","海外/国内","海外/国内","海外/国内","海外/国内","海外/国内","海外/国内","海外/国内","海外/国内"]
["ApplicableCountries",{"$nulls":11},"ALL","ALL","ALL","ALL","ALL","ALL","ALL","ALL","ALL","ALL","ALL","ALL","ALL","ALL","ALL","ALL","ALL","ALL","ALL","ALL","ALL","ALL","ALL","ALL","ALL","ALL","ALL","ALL","ALL","ALL","ALL","ALL","ALL","ALL","ALL","ALL","ALL","ALL","ALL","ALL","ALL","ALL","ALL","ALL","ALL","ALL","ALL","ALL","ALL","ALL","ALL","ALL","ALL","ALL","ALL","ALL","ALL","ALL","ALL","ALL","ALL","ALL","ALL","ALL","ALL","ALL","ALL","ALL","ALL","ALL","ALL","ALL","ALL","ALL","ALL","ALL","ALL","ALL","ALL","ALL","ALL","ALL","ALL","ALL","ALL","ALL","ALL","ALL","ALL","ALL","ALL","ALL","ALL","ALL","ALL","ALL","ALL","ALL","ALL","ALL","ALL","ALL","ALL","ALL","ALL","ALL","ALL","ALL","CN","CN","CN","CN","CN","CN","CN","CN","CN","CN","ALL","ALL","ALL","ALL","ALL","ALL","ALL","ALL","ALL","ALL","ALL","ALL","ALL","ALL","ALL","ALL","ALL","ALL","ALL"]
["InapplicableCountries"]
["Status",{"$nulls":11},"启用","未发布","启用","启用","启用","启用","启用","停用","未发布","未发布","未发布","未发布","启用","启用","启用","启用","未发布","启用","未发布","未发布","未发布","启用","未发布","未发布","未发布","启用","未发布","未发布","未发布","启用","未发布","未发布","未发布","启用","启用","未发布","停用","启用","停用","停用","停用","停用","未发布","未发布可有限接单","未发布","未发布可有限接单","未发布","未发布","未发布","未发布","未发布","未发布","启用","启用","启用","未发布","启用","启用","启用","启用","启用","停用","停用","未发布","启用","停用","停用","未发布","启用","停用","停用","启用","未发布","启用","启用","未发布","未发布","启用","未发布","未发布","未发布","未发布","启用","未发布","未发布","未发布","未发布","启用","未发布","未发布","启用","未发布","启用","启用","未发布","启用","未发布","启用","启用","未发布","启用","启用","启用","启用","启用","未发布","启用","启用","启用","启用","启用","启用","启用","启用","启用","启用","启用","启用","启用","启用","启用","启用","启用","启用","启用","启用","启用","启用","启用","启用","启用","启用","启用","未发布","未发布","未发布","未发布可有限接单"]
["City",{"$nulls":11},"SuZhouChangSha","SuZhouChangSha","SuZhouChangSha","SuZhouChangSha","SuZhouChangSha","SuZhouChangSha","SuZhouChangSha","SuZhou","SuZhou","SuZhou","SuZhou","SuZhou","SuZhou","SuZhou","SuZhou","SuZhou","SuZhou","SuZhou","SuZhou","SuZhou","SuZhou","SuZhou","SuZhou","SuZhou","SuZhou","SuZhou","SuZhou","SuZhou","SuZhou","SuZhou","SuZhou","SuZhou","SuZhou","SuZhou","SuZhou","SuZhou","SuZhou","SuZhou","SuZhou","SuZhou","SuZhou","SuZhou","ChangSha","ChangSha","ChangSha","ChangSha","ChangSha","ChangSha","ChangSha","ChangSha","ChangSha","ChangSha","ChangSha","ChangSha","ChangSha","ChangSha","ChangSha","ChangSha","ChangSha","ChangSha","SuZhou","SuZhou","SuZhou","SuZhou","SuZhou","SuZhou","SuZhou","SuZhou","SuZhou","SuZhou","SuZhou","SuZhou","SuZhou","SuZhou","SuZhou","SuZhou","SuZhou","SuZhou","SuZhou","SuZhou","SuZhou","SuZhou","SuZhou","SuZhou","SuZhou","SuZhou","SuZhou","SuZhou","SuZhou","SuZhou","ChangSha/SuZhou","ChangSha/SuZhou","ChangSha/SuZhou","ChangSha/SuZhou","ChangSha/SuZhou","ChangSha/SuZhou","SuZhou","SuZhou","SuZhou","SuZhou","SuZhou","SuZhou","SuZhou","SuZhou","SuZhou","SuZhou","SuZhou","SuZhou","SuZhou","SuZhou","SuZhou","SuZhou","SuZhou","SuZhou","SuZhou","SuZhou","SuZhou","SuZhou","SuZhou","SuZhou","SuZhou","SuZhou","SuZhou","SuZhou","SuZhou","SuZhou","SuZhou","SuZhou","SuZhou","SuZhou","SuZhou","SuZhou","SuZhou","SuZhou","SuZhou","SuZhou","SuZhou"]
["isBareMachine",{"$nulls":11},"是","是","是","是","是","是","是","否","否","否","否","否","否","否","否","否","否","否","否","否","否","否","否","否","否","否","否","否","否","否","否","否","否","否","否","否","否","否","否","否","否","否","否","否","否","否","否","否","否","否","否","否","否","否","否","否","否","否","否","否","否","否","否","否","否","否","否","否","否","否","否","否","否","否","否","否","否","否","否","否","否","否","否","否","否","否","否","否","否","否","否","否","否","否","否","否","否","否","否","否","否","否","否","否","否","否","否","否","否","否","否","否","否","否","否","否","否","否","否","否","否","否","否","否","否","否","否","否","否","否","否","否","否","否","否","否","否"]
["mapperIpn",{"$nulls":11},"9000662/9000660/9000656/9000859","9000650/9000648/9000644/9000858","9000632/9000628","9000638/9000634/9000857","9000616/9000612/9000618","9000622/9000856","9000871/9000872/9000873/9000874/9000875/9000876"]
["Name","VCode","IPN","Status","ChineseDescription","EnglishDescription","Remark","RegionType","ApplicableCountries","InapplicableCountries","ChinaCategory","shipAddress","R700主机套件","R600主机套件","R500_15.6主机套件","R500主机套件","R300_15.6主机套件","R300主机套件","CA主机套件-CS","Ultimus 9 Expert","G90","G90E","M90","M90E","G86E","G86","M86E","M86","75E","75","75P","75D","X9E","X9","X9P","X9D","G65E","G65","G65P","G65D","65E","65","65P","65D","X8E","X8","X8P","X8D","G80","M80","V80","V70","V60","G60","R750","R730","R710","R700","R650","R630","R610","R600","R570","R550","R530","R510","R500","R370","R350","R330","R310","R300","G55","G50","X7","X65","M55","M50","X6","X55","E35","E30","X5 ","X35","X33","E20","X3","S3","S3P","X2","X2P","X2E","S2","S2P","E10","E10P","E10E","S1","S1P","X1","X1P","X1E","VINNO 10","VINNO 10E ","VINNO 10P","VINNO 9","VINNO 9E","VINNO 9P","VINNO 8EXP","VINNO 8","VINNO 8PRO","VINNO 6EXP","VINNO 6 ","VINNO 6PRO","VINNO 5EXP","VINNO 5","VINNO 5PRO","VINNO 3EXP","VINNO 3","VINNO 3PRO","Delica G50","G50套件","E20套件","海斯凯尔","XBE20","XBE10","普罗惠仁","TINGSN","OEM-惠泰","OEM-金赛","VINNO 8_VascularAccessCN","VINNO 8_ICUCN","VINNO 8_EmergencyCN","VINNO 8_MSKCN","VINNO 8_AnesthesiaCN","VINNO 6_VascularAccessCN","VINNO 6_ICUCN","VINNO 6_EmergencyCN","VINNO 6_MSKCN","VINNO 6_AnesthesiaCN","VINNO 5_VascularAccessCN ","VINNO 5_ICUCN","VINNO 5_EmergencyCN","VINNO 5__MSKCN","VINNO 5_AnesthesiaCN","VINNO 8_POC","VINNO 6_POC ","VINNO 5EXP_POC","VINNO 3EXP_AnesthesiaCN"]
["Main Unit",{"$nulls":127},"-"]
["VINNO G90-G2-5P-27-国内主机","V10335",9000551,"未发放","VINNO G90","VINNO G90-G2-5P-27-Main Unit",null,"国内","CN",null,1,"SuZhou","-","-","-","-","-","-","-","-","X","-","-","-","-","-","-","-","-","-","-","-","-","-","-","-","-","-","-","-","-","-","-","-","-","-","-","-","-","-","-","-","-","-","-","-","-","-","-","-","-","-","-","-","-","-","-","-","-","-","-","-","-","-","-","-","-","-","-","-","-","-","-","-","-","-","-","-","-","-","-","-","-","-","-","-","-","-","-","-","-","-","-","-","-","-","-","-","-","-","-","-","-","-","-","-","-","-","-","-","-","-","-","-","-","-","-","-","-","-","-","-","-","-","-","-","-","-","-","-","-","-","-","-","-","-","-","-","-"]
["VINNO G90E-G2-5P-23.8-国内主机","V10336",9000552,"未发放","VINNO G90E","VINNO G90E-G2-5P-23.8-Main Unit",null,"国内","CN",null,1,"SuZhou","-","-","-","-","-","-","-","-","-","X","-","-","-","-","-","-","-","-","-","-","-","-","-","-","-","-","-","-","-","-","-","-","-","-","-","-","-","-","-","-","-","-","-","-","-","-","-","-","-","-","-","-","-","-","-","-","-","-","-","-","-","-","-","-","-","-","-","-","-","-","-","-","-","-","-","-","-","-","-","-","-","-","-","-","-","-","-","-","-","-","-","-","-","-","-","-","-","-","-","-","-","-","-","-","-","-","-","-","-","-","-","-","-","-","-","-","-","-","-","-","-","-","-","-","-","-","-","-","-","-","-","-","-","-","-","-","-"]
["VINNO M90-G2-5P-27-国内主机","V10337",9000553,"未发放","VINNO M90","VINNO M90-G2-5P-27-Main Unit",null,"国内","CN",null,1,"SuZhou","-","-","-","-","-","-","-","-","-","-","X","-","-","-","-","-","-","-","-","-","-","-","-","-","-","-","-","-","-","-","-","-","-","-","-","-","-","-","-","-","-","-","-","-","-","-","-","-","-","-","-","-","-","-","-","-","-","-","-","-","-","-","-","-","-","-","-","-","-","-","-","-","-","-","-","-","-","-","-","-","-","-","-","-","-","-","-","-","-","-","-","-","-","-","-","-","-","-","-","-","-","-","-","-","-","-","-","-","-","-","-","-","-","-","-","-","-","-","-","-","-","-","-","-","-","-","-","-","-","-","-","-","-","-","-","-","-"]
["VINNO M90E-G2-5P-23.8-国内主机","V10338",9000554,"未发放","VINNO M90E","VINNO M90E-G2-5P-23.8-Main Unit",null,"国内","CN",null,1,"SuZhou","-","-","-","-","-","-","-","-","-","-","-","X","-","-","-","-","-","-","-","-","-","-","-","-","-","-","-","-","-","-","-","-","-","-","-","-","-","-","-","-","-","-","-","-","-","-","-","-","-","-","-","-","-","-","-","-","-","-","-","-","-","-","-","-","-","-","-","-","-","-","-","-","-","-","-","-","-","-","-","-","-","-","-","-","-","-","-","-","-","-","-","-","-","-","-","-","-","-","-","-","-","-","-","-","-","-","-","-","-","-","-","-","-","-","-","-","-","-","-","-","-","-","-","-","-","-","-","-","-","-","-","-","-","-","-","-","-"]
["VINNO G86-G2-5P-21.5-国内主机","V10700",9000472,"启用","VINNO G86","VINNO G86-G2-5P-21.5-Main Unit",null,"国内","CN",null,1,"SuZhou","-","-","-","-","-","-","-","-","-","-","-","-","-","X","-","-","-","-","-","-","-","-","-","-","-","-","-","-","-","-","-","-","-","-","-","-","-","-","-","-","-","-","-","-","-","-","-","-","-","-","-","-","-","-","-","-","-","-","-","-","-","-","-","-","-","-","-","-","-","-","-","-","-","-","-","-","-","-","-","-","-","-","-","-","-","-","-","-","-","-","-","-","-","-","-","-","-","-","-","-","-","-","-","-","-","-","-","-","-","-","-","-","-","-","-","-","-","-","-","-","-","-","-","-","-","-","-","-","-","-","-","-","-","-","-","-","-"]
["VINNO G86-G2-5P-23.8-国内主机-Front&Back","V10846","9001005","未发布","VINNO G86","VINNO G86-G2-5P-23.8-Main Unit-Front&Back",null,"国内","CN",null,1,"SuZhou","-","-","-","-","-","-","-","-","-","-","-","-","-","X","-","-","-","-","-","-","-","-","-","-","-","-","-","-","-","-","-","-","-","-","-","-","-","-","-","-","-","-","-","-","-","-","-","-","-","-","-","-","-","-","-","-","-","-","-","-","-","-","-","-","-","-","-","-","-","-","-","-","-","-","-","-","-","-","-","-","-","-","-","-","-","-","-","-","-","-","-","-","-","-","-","-","-","-","-","-","-","-","-","-","-","-","-","-","-","-","-","-","-","-","-","-","-","-","-","-","-","-","-","-","-","-","-","-","-","-","-","-","-","-","-","-","-"]
["VINNO G86-G3-5P-21.5-国内主机-Front&Back","V10878",9001032,"未发布","VINNO G86","VINNO G86-G3-5P-23.8-Main Unit-Front&Back",null,"国内","CN",null,1,"SuZhou","-","-","-","-","-","-","-","-","-","-","-","-","-","X","-","-","-","-","-","-","-","-","-","-","-","-","-","-","-","-","-","-","-","-","-","-","-","-","-","-","-","-","-","-","-","-","-","-","-","-","-","-","-","-","-","-","-","-","-","-","-","-","-","-","-","-","-","-","-","-","-","-","-","-","-","-","-","-","-","-","-","-","-","-","-","-","-","-","-","-","-","-","-","-","-","-","-","-","-","-","-","-","-","-","-","-","-","-","-","-","-","-","-","-","-","-","-","-","-","-","-","-","-","-","-","-","-","-","-","-","-","-","-","-","-","-","-"]
["VINNO G86E-G2-5P-23.8国内主机","V10701",9000473,"启用","VINNO G86E","VINNO G86E-G2-5P-23.8",null,"国内","CN",null,1,"SuZhou","-","-","-","-","-","-","-","-","-","-","-","-","X","-","-","-","-","-","-","-","-","-","-","-","-","-","-","-","-","-","-","-","-","-","-","-","-","-","-","-","-","-","-","-","-","-","-","-","-","-","-","-","-","-","-","-","-","-","-","-","-","-","-","-","-","-","-","-","-","-","-","-","-","-","-","-","-","-","-","-","-","-","-","-","-","-","-","-","-","-","-","-","-","-","-","-","-","-","-","-","-","-","-","-","-","-","-","-","-","-","-","-","-","-","-","-","-","-","-","-","-","-","-","-","-","-","-","-","-","-","-","-","-","-","-","-","-"]
["VINNO M86-G2-5P-21.5-国内主机","V10702",9000475,"启用","VINNO M86","VINNO M86-G2-5P-21.5-Main Unit",null,"国内","CN",null,1,"SuZhou","-","-","-","-","-","-","-","-","-","-","-","-","-","-","-","X","-","-","-","-","-","-","-","-","-","-","-","-","-","-","-","-","-","-","-","-","-","-","-","-","-","-","-","-","-","-","-","-","-","-","-","-","-","-","-","-","-","-","-","-","-","-","-","-","-","-","-","-","-","-","-","-","-","-","-","-","-","-","-","-","-","-","-","-","-","-","-","-","-","-","-","-","-","-","-","-","-","-","-","-","-","-","-","-","-","-","-","-","-","-","-","-","-","-","-","-","-","-","-","-","-","-","-","-","-","-","-","-","-","-","-","-","-","-","-","-","-"]
["VINNO M86-G2-5P-21.5-国内主机-Front&Back","V10848","9001007","未发布","VINNO M86","VINNO M86-G2-5P-21.5-Main Unit-Front&Back",null,"国内","CN",null,1,"SuZhou","-","-","-","-","-","-","-","-","-","-","-","-","-","-","-","X","-","-","-","-","-","-","-","-","-","-","-","-","-","-","-","-","-","-","-","-","-","-","-","-","-","-","-","-","-","-","-","-","-","-","-","-","-","-","-","-","-","-","-","-","-","-","-","-","-","-","-","-","-","-","-","-","-","-","-","-","-","-","-","-","-","-","-","-","-","-","-","-","-","-","-","-","-","-","-","-","-","-","-","-","-","-","-","-","-","-","-","-","-","-","-","-","-","-","-","-","-","-","-","-","-","-","-","-","-","-","-","-","-","-","-","-","-","-","-","-","-"]
["VINNO M86E-G2-5P-23.8-国内主机","V10703",9000476,"启用","VINNO M86E","VINNO M86E-G2-5P-23.8-Main Unit",null,"国内","CN",null,1,"SuZhou","-","-","-","-","-","-","-","-","-","-","-","-","-","-","X","-","-","-","-","-","-","-","-","-","-","-","-","-","-","-","-","-","-","-","-","-","-","-","-","-","-","-","-","-","-","-","-","-","-","-","-","-","-","-","-","-","-","-","-","-","-","-","-","-","-","-","-","-","-","-","-","-","-","-","-","-","-","-","-","-","-","-","-","-","-","-","-","-","-","-","-","-","-","-","-","-","-","-","-","-","-","-","-","-","-","-","-","-","-","-","-","-","-","-","-","-","-","-","-","-","-","-","-","-","-","-","-","-","-","-","-","-","-","-","-","-","-"]
["VINNO M86E-G2-5P-23.8-国内主机-Front&Back","V10874","9001028","未发布","VINNO M86E","VINNO M86E-G2-5P-23.8-Main Unit",null,"国内","CN",null,1,"SuZhou","-","-","-","-","-","-","-","-","-","-","-","-","-","-","X","-","-","-","-","-","-","-","-","-","-","-","-","-","-","-","-","-","-","-","-","-","-","-","-","-","-","-","-","-","-","-","-","-","-","-","-","-","-","-","-","-","-","-","-","-","-","-","-","-","-","-","-","-","-","-","-","-","-","-","-","-","-","-","-","-","-","-","-","-","-","-","-","-","-","-","-","-","-","-","-","-","-","-","-","-","-","-","-","-","-","-","-","-","-","-","-","-","-","-","-","-","-","-","-","-","-","-","-","-","-","-","-","-","-","-","-","-","-","-","-","-","-"]
["VINNO X9-G2-5P-21.5-国内主机","V10704",9000478,"启用","VINNO X9","VINNO X9-G2-5P-21.5-Main Unit",null,"国内","CN",null,1,"SuZhou","-","-","-","-","-","-","-","-","-","-","-","-","-","-","-","-","-","-","-","-","-","X","-","-","-","-","-","-","-","-","-","-","-","-","-","-","-","-","-","-","-","-","-","-","-","-","-","-","-","-","-","-","-","-","-","-","-","-","-","-","-","-","-","-","-","-","-","-","-","-","-","-","-","-","-","-","-","-","-","-","-","-","-","-","-","-","-","-","-","-","-","-","-","-","-","-","-","-","-","-","-","-","-","-","-","-","-","-","-","-","-","-","-","-","-","-","-","-","-","-","-","-","-","-","-","-","-","-","-","-","-","-","-","-","-","-","-"]
["VINNO X9E-G2-4P-23.8-国内主机","V10705",9000479,"未发放","VINNO X9E","VINNO X9E-G2-4P-23.8-Main Unit",null,"国内","CN",null,1,"SuZhou","-","-","-","-","-","-","-","-","-","-","-","-","-","-","-","-","-","-","-","-","X","-","-","-","-","-","-","-","-","-","-","-","-","-","-","-","-","-","-","-","-","-","-","-","-","-","-","-","-","-","-","-","-","-","-","-","-","-","-","-","-","-","-","-","-","-","-","-","-","-","-","-","-","-","-","-","-","-","-","-","-","-","-","-","-","-","-","-","-","-","-","-","-","-","-","-","-","-","-","-","-","-","-","-","-","-","-","-","-","-","-","-","-","-","-","-","-","-","-","-","-","-","-","-","-","-","-","-","-","-","-","-","-","-","-","-","-"]
["VINNO X9P-G2-4P-21.5-国内主机","V10706",9000480,"未发放","VINNO X9P","VINNO X9P-G2-4P-21.5-Main Unit",null,"国内","CN",null,1,"SuZhou","-","-","-","-","-","-","-","-","-","-","-","-","-","-","-","-","-","-","-","-","-","-","X","-","-","-","-","-","-","-","-","-","-","-","-","-","-","-","-","-","-","-","-","-","-","-","-","-","-","-","-","-","-","-","-","-","-","-","-","-","-","-","-","-","-","-","-","-","-","-","-","-","-","-","-","-","-","-","-","-","-","-","-","-","-","-","-","-","-","-","-","-","-","-","-","-","-","-","-","-","-","-","-","-","-","-","-","-","-","-","-","-","-","-","-","-","-","-","-","-","-","-","-","-","-","-","-","-","-","-","-","-","-","-","-","-","-"]
["VINNO X9D-G2-5P-23.8-国内主机","V10707",9000481,"未发放","VINNO X9D","VINNO X9D-G2-5P-23.8-Main Unit",null,"国内","CN",null,1,"SuZhou","-","-","-","-","-","-","-","-","-","-","-","-","-","-","-","-","-","-","-","-","-","-","-","X","-","-","-","-","-","-","-","-","-","-","-","-","-","-","-","-","-","-","-","-","-","-","-","-","-","-","-","-","-","-","-","-","-","-","-","-","-","-","-","-","-","-","-","-","-","-","-","-","-","-","-","-","-","-","-","-","-","-","-","-","-","-","-","-","-","-","-","-","-","-","-","-","-","-","-","-","-","-","-","-","-","-","-","-","-","-","-","-","-","-","-","-","-","-","-","-","-","-","-","-","-","-","-","-","-","-","-","-","-","-","-","-","-"]
["VINNO 75-G2-5P-21.5-国内主机","V10708",9000482,"启用","VINNO 75","VINNO 75-G2-5P-21.5-Main Unit",null,"国内","CN",null,1,"SuZhou","-","-","-","-","-","-","-","-","-","-","-","-","-","-","-","-","-","X","-","-","-","-","-","-","-","-","-","-","-","-","-","-","-","-","-","-","-","-","-","-","-","-","-","-","-","-","-","-","-","-","-","-","-","-","-","-","-","-","-","-","-","-","-","-","-","-","-","-","-","-","-","-","-","-","-","-","-","-","-","-","-","-","-","-","-","-","-","-","-","-","-","-","-","-","-","-","-","-","-","-","-","-","-","-","-","-","-","-","-","-","-","-","-","-","-","-","-","-","-","-","-","-","-","-","-","-","-","-","-","-","-","-","-","-","-","-","-"]
["VINNO 75E-G2-5P-23.8-国内主机","V10709",9000483,"未发放","VINNO 75E","VINNO 75E-G2-5P-23.8-Main Unit",null,"国内","CN",null,1,"SuZhou","-","-","-","-","-","-","-","-","-","-","-","-","-","-","-","-","X","-","-","-","-","-","-","-","-","-","-","-","-","-","-","-","-","-","-","-","-","-","-","-","-","-","-","-","-","-","-","-","-","-","-","-","-","-","-","-","-","-","-","-","-","-","-","-","-","-","-","-","-","-","-","-","-","-","-","-","-","-","-","-","-","-","-","-","-","-","-","-","-","-","-","-","-","-","-","-","-","-","-","-","-","-","-","-","-","-","-","-","-","-","-","-","-","-","-","-","-","-","-","-","-","-","-","-","-","-","-","-","-","-","-","-","-","-","-","-","-"]
["VINNO 75P-G2-4P-21.5-国内主机","V10710",9000484,"未发放","VINNO 75P","VINNO 75P-G2-4P-21.5-Main Unit",null,"国内","CN",null,1,"SuZhou","-","-","-","-","-","-","-","-","-","-","-","-","-","-","-","-","-","-","X","-","-","-","-","-","-","-","-","-","-","-","-","-","-","-","-","-","-","-","-","-","-","-","-","-","-","-","-","-","-","-","-","-","-","-","-","-","-","-","-","-","-","-","-","-","-","-","-","-","-","-","-","-","-","-","-","-","-","-","-","-","-","-","-","-","-","-","-","-","-","-","-","-","-","-","-","-","-","-","-","-","-","-","-","-","-","-","-","-","-","-","-","-","-","-","-","-","-","-","-","-","-","-","-","-","-","-","-","-","-","-","-","-","-","-","-","-","-"]
["VINNO 75D-G2-5P-23.8-国内主机","V10711",9000485,"未发放","VINNO 75D","VINNO 75D-G2-5P-23.8-Main Unit",null,"国内","CN",null,1,"SuZhou","-","-","-","-","-","-","-","-","-","-","-","-","-","-","-","-","-","-","-","X","-","-","-","-","-","-","-","-","-","-","-","-","-","-","-","-","-","-","-","-","-","-","-","-","-","-","-","-","-","-","-","-","-","-","-","-","-","-","-","-","-","-","-","-","-","-","-","-","-","-","-","-","-","-","-","-","-","-","-","-","-","-","-","-","-","-","-","-","-","-","-","-","-","-","-","-","-","-","-","-","-","-","-","-","-","-","-","-","-","-","-","-","-","-","-","-","-","-","-","-","-","-","-","-","-","-","-","-","-","-","-","-","-","-","-","-","-"]
["VINNO X8-G2-5P-21.5-国内主机","V10712",9000486,"启用","VINNO X8","VINNO X8-G2-5P-21.5-Main Unit",null,"国内","CN",null,1,"SuZhou","-","-","-","-","-","-","-","-","-","-","-","-","-","-","-","-","-","-","-","-","-","-","-","-","-","-","-","-","-","-","-","-","-","X","-","-","-","-","-","-","-","-","-","-","-","-","-","-","-","-","-","-","-","-","-","-","-","-","-","-","-","-","-","-","-","-","-","-","-","-","-","-","-","-","-","-","-","-","-","-","-","-","-","-","-","-","-","-","-","-","-","-","-","-","-","-","-","-","-","-","-","-","-","-","-","-","-","-","-","-","-","-","-","-","-","-","-","-","-","-","-","-","-","-","-","-","-","-","-","-","-","-","-","-","-","-","-"]
["VINNO X8E-G2-4P-23.8-国内主机","V10713",9000487,"未发放","VINNO X8E","VINNO X8E-G2-4P-23.8-Main Unit",null,"国内","CN",null,1,"SuZhou","-","-","-","-","-","-","-","-","-","-","-","-","-","-","-","-","-","-","-","-","-","-","-","-","-","-","-","-","-","-","-","-","X","-","-","-","-","-","-","-","-","-","-","-","-","-","-","-","-","-","-","-","-","-","-","-","-","-","-","-","-","-","-","-","-","-","-","-","-","-","-","-","-","-","-","-","-","-","-","-","-","-","-","-","-","-","-","-","-","-","-","-","-","-","-","-","-","-","-","-","-","-","-","-","-","-","-","-","-","-","-","-","-","-","-","-","-","-","-","-","-","-","-","-","-","-","-","-","-","-","-","-","-","-","-","-","-"]
["VINNO X8P-G2-4P-21.5-国内主机","V10714","9000488","启用","VINNO X8P","VINNO X8P-G2-4P-21.5-Main Unit",null,"国内","CN",null,1,"SuZhou","-","-","-","-","-","-","-","-","-","-","-","-","-","-","-","-","-","-","-","-","-","-","-","-","-","-","-","-","-","-","-","-","-","-","X","-","-","-","-","-","-","-","-","-","-","-","-","-","-","-","-","-","-","-","-","-","-","-","-","-","-","-","-","-","-","-","-","-","-","-","-","-","-","-","-","-","-","-","-","-","-","-","-","-","-","-","-","-","-","-","-","-","-","-","-","-","-","-","-","-","-","-","-","-","-","-","-","-","-","-","-","-","-","-","-","-","-","-","-","-","-","-","-","-","-","-","-","-","-","-","-","-","-","-","-","-","-"]
["VINNO X8D-G2-5P-23.8-国内主机","V10715",9000489,"未发放","VINNO X8D","VINNO X8D-G2-5P-23.8-Main Unit",null,"国内","CN",null,1,"SuZhou","-","-","-","-","-","-","-","-","-","-","-","-","-","-","-","-","-","-","-","-","-","-","-","-","-","-","-","-","-","-","-","-","-","-","-","X","-","-","-","-","-","-","-","-","-","-","-","-","-","-","-","-","-","-","-","-","-","-","-","-","-","-","-","-","-","-","-","-","-","-","-","-","-","-","-","-","-","-","-","-","-","-","-","-","-","-","-","-","-","-","-","-","-","-","-","-","-","-","-","-","-","-","-","-","-","-","-","-","-","-","-","-","-","-","-","-","-","-","-","-","-","-","-","-","-","-","-","-","-","-","-","-","-","-","-","-","-"]
["VINNO G65-G2-5P-21.5-国内主机","V10716",9000490,"启用","VINNO G65","VINNO G65-G2-5P-21.5-Main Unit",null,"国内","CN",null,1,"SuZhou","-","-","-","-","-","-","-","-","-","-","-","-","-","-","-","-","-","-","-","-","-","-","-","-","-","X","-","-","-","-","-","-","-","-","-","-","-","-","-","-","-","-","-","-","-","-","-","-","-","-","-","-","-","-","-","-","-","-","-","-","-","-","-","-","-","-","-","-","-","-","-","-","-","-","-","-","-","-","-","-","-","-","-","-","-","-","-","-","-","-","-","-","-","-","-","-","-","-","-","-","-","-","-","-","-","-","-","-","-","-","-","-","-","-","-","-","-","-","-","-","-","-","-","-","-","-","-","-","-","-","-","-","-","-","-","-","-"]
["VINNO G65-G2-5P-21.5-国内主机-Front&Back","V10850","9001009","未发布","VINNO G65","VINNO G65-G2-5P-21.5-Main Unit-Front&Back",null,"国内","CN",null,1,"SuZhou","-","-","-","-","-","-","-","-","-","-","-","-","-","-","-","-","-","-","-","-","-","-","-","-","-","X","-","-","-","-","-","-","-","-","-","-","-","-","-","-","-","-","-","-","-","-","-","-","-","-","-","-","-","-","-","-","-","-","-","-","-","-","-","-","-","-","-","-","-","-","-","-","-","-","-","-","-","-","-","-","-","-","-","-","-","-","-","-","-","-","-","-","-","-","-","-","-","-","-","-","-","-","-","-","-","-","-","-","-","-","-","-","-","-","-","-","-","-","-","-","-","-","-","-","-","-","-","-","-","-","-","-","-","-","-","-","-"]
["VINNO G65E-G2-4P-23.8-国内主机","V10717",9000491,"未发放","VINNO G65E","VINNO G65E-G2-4P-23.8-Main Unit",null,"国内","CN",null,1,"SuZhou","-","-","-","-","-","-","-","-","-","-","-","-","-","-","-","-","-","-","-","-","-","-","-","-","X","-","-","-","-","-","-","-","-","-","-","-","-","-","-","-","-","-","-","-","-","-","-","-","-","-","-","-","-","-","-","-","-","-","-","-","-","-","-","-","-","-","-","-","-","-","-","-","-","-","-","-","-","-","-","-","-","-","-","-","-","-","-","-","-","-","-","-","-","-","-","-","-","-","-","-","-","-","-","-","-","-","-","-","-","-","-","-","-","-","-","-","-","-","-","-","-","-","-","-","-","-","-","-","-","-","-","-","-","-","-","-","-"]
["VINNO G65P-G2-4P-21.5-国内主机","V10718",9000492,"未发放","VINNO G65P","VINNO G65P-G2-4P-21.5-Main Unit",null,"国内","CN",null,1,"SuZhou","-","-","-","-","-","-","-","-","-","-","-","-","-","-","-","-","-","-","-","-","-","-","-","-","-","-","X","-","-","-","-","-","-","-","-","-","-","-","-","-","-","-","-","-","-","-","-","-","-","-","-","-","-","-","-","-","-","-","-","-","-","-","-","-","-","-","-","-","-","-","-","-","-","-","-","-","-","-","-","-","-","-","-","-","-","-","-","-","-","-","-","-","-","-","-","-","-","-","-","-","-","-","-","-","-","-","-","-","-","-","-","-","-","-","-","-","-","-","-","-","-","-","-","-","-","-","-","-","-","-","-","-","-","-","-","-","-"]
["VINNO G65D-G2-5P-23.8-国内主机","V10719",9000493,"未发放","VINNO G65D","VINNO G65D-G2-5P-23.8-Main Unit",null,"国内","CN",null,1,"SuZhou","-","-","-","-","-","-","-","-","-","-","-","-","-","-","-","-","-","-","-","-","-","-","-","-","-","-","-","X","-","-","-","-","-","-","-","-","-","-","-","-","-","-","-","-","-","-","-","-","-","-","-","-","-","-","-","-","-","-","-","-","-","-","-","-","-","-","-","-","-","-","-","-","-","-","-","-","-","-","-","-","-","-","-","-","-","-","-","-","-","-","-","-","-","-","-","-","-","-","-","-","-","-","-","-","-","-","-","-","-","-","-","-","-","-","-","-","-","-","-","-","-","-","-","-","-","-","-","-","-","-","-","-","-","-","-","-","-"]
["VINNO 65-G2-5P-21.5-国内主机","V10720",9000537,"启用","VINNO 65","VINNO 65-G2-5P-21.5-Main Unit",null,"国内","CN",null,1,"SuZhou","-","-","-","-","-","-","-","-","-","-","-","-","-","-","-","-","-","-","-","-","-","-","-","-","-","-","-","-","-","X","-","-","-","-","-","-","-","-","-","-","-","-","-","-","-","-","-","-","-","-","-","-","-","-","-","-","-","-","-","-","-","-","-","-","-","-","-","-","-","-","-","-","-","-","-","-","-","-","-","-","-","-","-","-","-","-","-","-","-","-","-","-","-","-","-","-","-","-","-","-","-","-","-","-","-","-","-","-","-","-","-","-","-","-","-","-","-","-","-","-","-","-","-","-","-","-","-","-","-","-","-","-","-","-","-","-","-"]
["VINNO 65E-G2-4P-23.8-国内主机","V10721",9000538,"未发放","VINNO 65E","VINNO 65E-G2-4P-23.8-Main Unit",null,"国内","CN",null,1,"SuZhou","-","-","-","-","-","-","-","-","-","-","-","-","-","-","-","-","-","-","-","-","-","-","-","-","-","-","-","-","X","-","-","-","-","-","-","-","-","-","-","-","-","-","-","-","-","-","-","-","-","-","-","-","-","-","-","-","-","-","-","-","-","-","-","-","-","-","-","-","-","-","-","-","-","-","-","-","-","-","-","-","-","-","-","-","-","-","-","-","-","-","-","-","-","-","-","-","-","-","-","-","-","-","-","-","-","-","-","-","-","-","-","-","-","-","-","-","-","-","-","-","-","-","-","-","-","-","-","-","-","-","-","-","-","-","-","-","-"]
["VINNO 65P-G2-4P-21.5-国内主机","V10722",9000539,"未发放","VINNO 65P","VINNO 65P-G2-4P-21.5-Main Unit",null,"国内","CN",null,1,"SuZhou","-","-","-","-","-","-","-","-","-","-","-","-","-","-","-","-","-","-","-","-","-","-","-","-","-","-","-","-","-","-","X","-","-","-","-","-","-","-","-","-","-","-","-","-","-","-","-","-","-","-","-","-","-","-","-","-","-","-","-","-","-","-","-","-","-","-","-","-","-","-","-","-","-","-","-","-","-","-","-","-","-","-","-","-","-","-","-","-","-","-","-","-","-","-","-","-","-","-","-","-","-","-","-","-","-","-","-","-","-","-","-","-","-","-","-","-","-","-","-","-","-","-","-","-","-","-","-","-","-","-","-","-","-","-","-","-","-"]
["VINNO 65D-G2-5P-23.8-国内主机","V10723",9000540,"未发放","VINNO 65D","VINNO 65D-G2-5P-23.8-Main Unit",null,"国内","CN",null,1,"SuZhou","-","-","-","-","-","-","-","-","-","-","-","-","-","-","-","-","-","-","-","-","-","-","-","-","-","-","-","-","-","-","-","X","-","-","-","-","-","-","-","-","-","-","-","-","-","-","-","-","-","-","-","-","-","-","-","-","-","-","-","-","-","-","-","-","-","-","-","-","-","-","-","-","-","-","-","-","-","-","-","-","-","-","-","-","-","-","-","-","-","-","-","-","-","-","-","-","-","-","-","-","-","-","-","-","-","-","-","-","-","-","-","-","-","-","-","-","-","-","-","-","-","-","-","-","-","-","-","-","-","-","-","-","-","-","-","-","-"]
[{"$nulls":128},"-"]
["VINNO G86-G1-5P-21.5-国内主机","V10373",9000513,"停用","VINNO G86 ","VINNO G86 ",null,"国内","CN",null,1,"SuZhou","-","-","-","-","-","-","-","-","-","-","-","-","-","X","-","-","-","-","-","-","-","-","-","-","-","-","-","-","-","-","-","-","-","-","-","-","-","-","-","-","-","-","-","-","-","-","-","-","-","-","-","-","-","-","-","-","-","-","-","-","-","-","-","-","-","-","-","-","-","-","-","-","-","-","-","-","-","-","-","-","-","-","-","-","-","-","-","-","-","-","-","-","-","-","-","-","-","-","-","-","-","-","-","-","-","-","-","-","-","-","-","-","-","-","-","-","-","-","-","-","-","-","-","-","-","-","-","-","-","-","-","-","-","-","-","-","-"]
["VINNO G86-G0-5P-21.5-国内主机","V10496",9000695,"停用","VINNO G86 ","VINNO G86 ",null,"国内","CN",null,1,"SuZhou","-","-","-","-","-","-","-","-","-","-","-","-","-","X","-","-","-","-","-","-","-","-","-","-","-","-","-","-","-","-","-","-","-","-","-","-","-","-","-","-","-","-","-","-","-","-","-","-","-","-","-","-","-","-","-","-","-","-","-","-","-","-","-","-","-","-","-","-","-","-","-","-","-","-","-","-","-","-","-","-","-","-","-","-","-","-","-","-","-","-","-","-","-","-","-","-","-","-","-","-","-","-","-","-","-","-","-","-","-","-","-","-","-","-","-","-","-","-","-","-","-","-","-","-","-","-","-","-","-","-","-","-","-","-","-","-","-"]
["M86 System BOM-CH主机","V10210",9000096,"停用","VINNO M86 ","VINNO M86 ",null,"国内","CN",null,1,"SuZhou","-","-","-","-","-","-","-","-","-","-","-","-","-","-","-","X","-","-","-","-","-","-","-","-","-","-","-","-","-","-","-","-","-","-","-","-","-","-","-","-","-","-","-","-","-","-","-","-","-","-","-","-","-","-","-","-","-","-","-","-","-","-","-","-","-","-","-","-","-","-","-","-","-","-","-","-","-","-","-","-","-","-","-","-","-","-","-","-","-","-","-","-","-","-","-","-","-","-","-","-","-","-","-","-","-","-","-","-","-","-","-","-","-","-","-","-","-","-","-","-","-","-","-","-","-","-","-","-","-","-","-","-","-","-","-","-","-"]
["VINNO M86-G1-5P-21.5-国内主机","V10374",9000514,"停用","VINNO M86 ","VINNO M86 ",null,"国内","CN",null,1,"SuZhou","-","-","-","-","-","-","-","-","-","-","-","-","-","-","-","X","-","-","-","-","-","-","-","-","-","-","-","-","-","-","-","-","-","-","-","-","-","-","-","-","-","-","-","-","-","-","-","-","-","-","-","-","-","-","-","-","-","-","-","-","-","-","-","-","-","-","-","-","-","-","-","-","-","-","-","-","-","-","-","-","-","-","-","-","-","-","-","-","-","-","-","-","-","-","-","-","-","-","-","-","-","-","-","-","-","-","-","-","-","-","-","-","-","-","-","-","-","-","-","-","-","-","-","-","-","-","-","-","-","-","-","-","-","-","-","-","-"]
["VINNO 75 system CH主机","V10112",9000213,"停用","VINNO 75 ","VINNO 75 ",null,"国内","CN",null,1,"SuZhou","-","-","-","-","-","-","-","-","-","-","-","-","-","-","-","-","-","X","-","-","-","-","-","-","-","-","-","-","-","-","-","-","-","-","-","-","-","-","-","-","-","-","-","-","-","-","-","-","-","-","-","-","-","-","-","-","-","-","-","-","-","-","-","-","-","-","-","-","-","-","-","-","-","-","-","-","-","-","-","-","-","-","-","-","-","-","-","-","-","-","-","-","-","-","-","-","-","-","-","-","-","-","-","-","-","-","-","-","-","-","-","-","-","-","-","-","-","-","-","-","-","-","-","-","-","-","-","-","-","-","-","-","-","-","-","-","-"]
["VINNO 75-G1-4P-21.5-国内主机","V10371",9000511,"停用","VINNO 75 ","VINNO 75 ",null,"国内","CN",null,1,"SuZhou","-","-","-","-","-","-","-","-","-","-","-","-","-","-","-","-","-","X","-","-","-","-","-","-","-","-","-","-","-","-","-","-","-","-","-","-","-","-","-","-","-","-","-","-","-","-","-","-","-","-","-","-","-","-","-","-","-","-","-","-","-","-","-","-","-","-","-","-","-","-","-","-","-","-","-","-","-","-","-","-","-","-","-","-","-","-","-","-","-","-","-","-","-","-","-","-","-","-","-","-","-","-","-","-","-","-","-","-","-","-","-","-","-","-","-","-","-","-","-","-","-","-","-","-","-","-","-","-","-","-","-","-","-","-","-","-","-"]
["VINNO X9-G1-5P-21.5-国内主机","V10501",9000700,"停用","VINNO X9 ","VINNO X9 ",null,"国内","CN",null,1,"SuZhou","-","-","-","-","-","-","-","-","-","-","-","-","-","-","-","-","-","-","-","-","-","X","-","-","-","-","-","-","-","-","-","-","-","-","-","-","-","-","-","-","-","-","-","-","-","-","-","-","-","-","-","-","-","-","-","-","-","-","-","-","-","-","-","-","-","-","-","-","-","-","-","-","-","-","-","-","-","-","-","-","-","-","-","-","-","-","-","-","-","-","-","-","-","-","-","-","-","-","-","-","-","-","-","-","-","-","-","-","-","-","-","-","-","-","-","-","-","-","-","-","-","-","-","-","-","-","-","-","-","-","-","-","-","-","-","-","-"]
["VINNO X9-G1-4P-21.5-国内主机","V10376",9000516,"停用","VINNO X9 ","VINNO X9 ",null,"国内","CN",null,1,"SuZhou","-","-","-","-","-","-","-","-","-","-","-","-","-","-","-","-","-","-","-","-","-","X","-","-","-","-","-","-","-","-","-","-","-","-","-","-","-","-","-","-","-","-","-","-","-","-","-","-","-","-","-","-","-","-","-","-","-","-","-","-","-","-","-","-","-","-","-","-","-","-","-","-","-","-","-","-","-","-","-","-","-","-","-","-","-","-","-","-","-","-","-","-","-","-","-","-","-","-","-","-","-","-","-","-","-","-","-","-","-","-","-","-","-","-","-","-","-","-","-","-","-","-","-","-","-","-","-","-","-","-","-","-","-","-","-","-","-"]
["VINNO G65 System BOM-CH主机","V10214",9000113,"停用","VINNO G65 ","VINNO G65 ",null,"国内","CN",null,1,"SuZhou","-","-","-","-","-","-","-","-","-","-","-","-","-","-","-","-","-","-","-","-","-","-","-","-","-","X","-","-","-","-","-","-","-","-","-","-","-","-","-","-","-","-","-","-","-","-","-","-","-","-","-","-","-","-","-","-","-","-","-","-","-","-","-","-","-","-","-","-","-","-","-","-","-","-","-","-","-","-","-","-","-","-","-","-","-","-","-","-","-","-","-","-","-","-","-","-","-","-","-","-","-","-","-","-","-","-","-","-","-","-","-","-","-","-","-","-","-","-","-","-","-","-","-","-","-","-","-","-","-","-","-","-","-","-","-","-","-"]
["VINNO G65-G1-5P-21.5-国内主机","V10377",9000579,"停用","VINNO G65 ","VINNO G65 ",null,"国内","CN",null,1,"SuZhou","-","-","-","-","-","-","-","-","-","-","-","-","-","-","-","-","-","-","-","-","-","-","-","-","-","X","-","-","-","-","-","-","-","-","-","-","-","-","-","-","-","-","-","-","-","-","-","-","-","-","-","-","-","-","-","-","-","-","-","-","-","-","-","-","-","-","-","-","-","-","-","-","-","-","-","-","-","-","-","-","-","-","-","-","-","-","-","-","-","-","-","-","-","-","-","-","-","-","-","-","-","-","-","-","-","-","-","-","-","-","-","-","-","-","-","-","-","-","-","-","-","-","-","-","-","-","-","-","-","-","-","-","-","-","-","-","-"]
["VINNO G65-G1-4P-21.5-国内主机","V10372",9000512,"停用","VINNO G65 ","VINNO G65 ",null,"国内","CN",null,1,"SuZhou","-","-","-","-","-","-","-","-","-","-","-","-","-","-","-","-","-","-","-","-","-","-","-","-","-","X","-","-","-","-","-","-","-","-","-","-","-","-","-","-","-","-","-","-","-","-","-","-","-","-","-","-","-","-","-","-","-","-","-","-","-","-","-","-","-","-","-","-","-","-","-","-","-","-","-","-","-","-","-","-","-","-","-","-","-","-","-","-","-","-","-","-","-","-","-","-","-","-","-","-","-","-","-","-","-","-","-","-","-","-","-","-","-","-","-","-","-","-","-","-","-","-","-","-","-","-","-","-","-","-","-","-","-","-","-","-","-"]
["VINNO G65-G1-4P-21.5-0-国内主机","V10580",9000809,"停用","VINNO G65 ","VINNO G65 ",null,"国内","CN",null,1,"SuZhou","-","-","-","-","-","-","-","-","-","-","-","-","-","-","-","-","-","-","-","-","-","-","-","-","-","X","-","-","-","-","-","-","-","-","-","-","-","-","-","-","-","-","-","-","-","-","-","-","-","-","-","-","-","-","-","-","-","-","-","-","-","-","-","-","-","-","-","-","-","-","-","-","-","-","-","-","-","-","-","-","-","-","-","-","-","-","-","-","-","-","-","-","-","-","-","-","-","-","-","-","-","-","-","-","-","-","-","-","-","-","-","-","-","-","-","-","-","-","-","-","-","-","-","-","-","-","-","-","-","-","-","-","-","-","-","-","-"]
["VINNO 65-G1-4P-21.5-国内主机","V10370",9000510,"停用","VINNO 65 ","VINNO 65 ",null,"国内","CN",null,1,"SuZhou","-","-","-","-","-","-","-","-","-","-","-","-","-","-","-","-","-","-","-","-","-","-","-","-","-","-","-","-","-","X","-","-","-","-","-","-","-","-","-","-","-","-","-","-","-","-","-","-","-","-","-","-","-","-","-","-","-","-","-","-","-","-","-","-","-","-","-","-","-","-","-","-","-","-","-","-","-","-","-","-","-","-","-","-","-","-","-","-","-","-","-","-","-","-","-","-","-","-","-","-","-","-","-","-","-","-","-","-","-","-","-","-","-","-","-","-","-","-","-","-","-","-","-","-","-","-","-","-","-","-","-","-","-","-","-","-","-"]
["VINNO X8-G1-4P-21.5-国内主机","V10375",9000515,"停用","VINNO X8 ","VINNO X8 ",null,"国内","CN",null,1,"SuZhou","-","-","-","-","-","-","-","-","-","-","-","-","-","-","-","-","-","-","-","-","-","-","-","-","-","-","-","-","-","-","-","-","-","X","-","-","-","-","-","-","-","-","-","-","-","-","-","-","-","-","-","-","-","-","-","-","-","-","-","-","-","-","-","-","-","-","-","-","-","-","-","-","-","-","-","-","-","-","-","-","-","-","-","-","-","-","-","-","-","-","-","-","-","-","-","-","-","-","-","-","-","-","-","-","-","-","-","-","-","-","-","-","-","-","-","-","-","-","-","-","-","-","-","-","-","-","-","-","-","-","-","-","-","-","-","-","-"]
["VINNO G80-G1-4P-21.5-国内主机","V10353",9000562,"停用","VINNO G80","VINNO G80",null,"国内","CN",null,1,"SuZhou","-","-","-","-","-","-","-","-","-","-","-","-","-","-","-","-","-","-","-","-","-","-","-","-","-","-","-","-","-","-","-","-","-","-","-","-","X","-","-","-","-","-","-","-","-","-","-","-","-","-","-","-","-","-","-","-","-","-","-","-","-","-","-","-","-","-","-","-","-","-","-","-","-","-","-","-","-","-","-","-","-","-","-","-","-","-","-","-","-","-","-","-","-","-","-","-","-","-","-","-","-","-","-","-","-","-","-","-","-","-","-","-","-","-","-","-","-","-","-","-","-","-","-","-","-","-","-","-","-","-","-","-","-","-","-","-","-"]
["M80 System BOM-CH-MLP主机","V10072",9000109,"停用","VINNO M80","VINNO M80",null,"国内","CN",null,1,"SuZhou","-","-","-","-","-","-","-","-","-","-","-","-","-","-","-","-","-","-","-","-","-","-","-","-","-","-","-","-","-","-","-","-","-","-","-","-","-","X","-","-","-","-","-","-","-","-","-","-","-","-","-","-","-","-","-","-","-","-","-","-","-","-","-","-","-","-","-","-","-","-","-","-","-","-","-","-","-","-","-","-","-","-","-","-","-","-","-","-","-","-","-","-","-","-","-","-","-","-","-","-","-","-","-","-","-","-","-","-","-","-","-","-","-","-","-","-","-","-","-","-","-","-","-","-","-","-","-","-","-","-","-","-","-","-","-","-","-"]
["VINNOM80中国版主机","V10007",9000021,"停用","VINNO M80","VINNO M80",null,"国内","CN",null,1,"SuZhou","-","-","-","-","-","-","-","-","-","-","-","-","-","-","-","-","-","-","-","-","-","-","-","-","-","-","-","-","-","-","-","-","-","-","-","-","-","X","-","-","-","-","-","-","-","-","-","-","-","-","-","-","-","-","-","-","-","-","-","-","-","-","-","-","-","-","-","-","-","-","-","-","-","-","-","-","-","-","-","-","-","-","-","-","-","-","-","-","-","-","-","-","-","-","-","-","-","-","-","-","-","-","-","-","-","-","-","-","-","-","-","-","-","-","-","-","-","-","-","-","-","-","-","-","-","-","-","-","-","-","-","-","-","-","-","-","-"]
["VINNO 80-G1-4P-21.5-国内主机","V10352",9000561,"停用","VINNO 80 ","VINNO 80 ",null,"国内","CN",null,1,"SuZhou","-","-","-","-","-","-","-","-","-","-","-","-","-","-","-","-","-","-","-","-","-","-","-","-","-","-","-","-","-","-","-","-","-","-","-","-","-","-","X","-","-","-","-","-","-","-","-","-","-","-","-","-","-","-","-","-","-","-","-","-","-","-","-","-","-","-","-","-","-","-","-","-","-","-","-","-","-","-","-","-","-","-","-","-","-","-","-","-","-","-","-","-","-","-","-","-","-","-","-","-","-","-","-","-","-","-","-","-","-","-","-","-","-","-","-","-","-","-","-","-","-","-","-","-","-","-","-","-","-","-","-","-","-","-","-","-","-"]
["VINNO M80-G1-4P-21.5-国内主机","V10354",9000563,"启用","VINNO M80","VINNO M80",null,"国内","CN",null,1,"SuZhou","-","-","-","-","-","-","-","-","-","-","-","-","-","-","-","-","-","-","-","-","-","-","-","-","-","-","-","-","-","-","-","-","-","-","-","-","-","X","-","-","-","-","-","-","-","-","-","-","-","-","-","-","-","-","-","-","-","-","-","-","-","-","-","-","-","-","-","-","-","-","-","-","-","-","-","-","-","-","-","-","-","-","-","-","-","-","-","-","-","-","-","-","-","-","-","-","-","-","-","-","-","-","-","-","-","-","-","-","-","-","-","-","-","-","-","-","-","-","-","-","-","-","-","-","-","-","-","-","-","-","-","-","-","-","-","-","-"]
["VINNO70中国版主机","V10015",9000003,"停用","VINNO 70 ","VINNO 70 ",null,"国内","CN",null,1,"SuZhou","-","-","-","-","-","-","-","-","-","-","-","-","-","-","-","-","-","-","-","-","-","-","-","-","-","-","-","-","-","-","-","-","-","-","-","-","-","-","-","X","-","-","-","-","-","-","-","-","-","-","-","-","-","-","-","-","-","-","-","-","-","-","-","-","-","-","-","-","-","-","-","-","-","-","-","-","-","-","-","-","-","-","-","-","-","-","-","-","-","-","-","-","-","-","-","-","-","-","-","-","-","-","-","-","-","-","-","-","-","-","-","-","-","-","-","-","-","-","-","-","-","-","-","-","-","-","-","-","-","-","-","-","-","-","-","-","-"]
["VINNO 70升降 system CH主机","V10015",9000142,"停用","VINNO 70 ","VINNO 70 ",null,"国内","CN",null,1,"SuZhou","-","-","-","-","-","-","-","-","-","-","-","-","-","-","-","-","-","-","-","-","-","-","-","-","-","-","-","-","-","-","-","-","-","-","-","-","-","-","-","X","-","-","-","-","-","-","-","-","-","-","-","-","-","-","-","-","-","-","-","-","-","-","-","-","-","-","-","-","-","-","-","-","-","-","-","-","-","-","-","-","-","-","-","-","-","-","-","-","-","-","-","-","-","-","-","-","-","-","-","-","-","-","-","-","-","-","-","-","-","-","-","-","-","-","-","-","-","-","-","-","-","-","-","-","-","-","-","-","-","-","-","-","-","-","-","-","-"]
["VINNO 70-G1-5P-21.5-国内主机","V10486",9000685,"停用","VINNO 70 ","VINNO 70 ",null,"国内","CN",null,1,"SuZhou","-","-","-","-","-","-","-","-","-","-","-","-","-","-","-","-","-","-","-","-","-","-","-","-","-","-","-","-","-","-","-","-","-","-","-","-","-","-","-","X","-","-","-","-","-","-","-","-","-","-","-","-","-","-","-","-","-","-","-","-","-","-","-","-","-","-","-","-","-","-","-","-","-","-","-","-","-","-","-","-","-","-","-","-","-","-","-","-","-","-","-","-","-","-","-","-","-","-","-","-","-","-","-","-","-","-","-","-","-","-","-","-","-","-","-","-","-","-","-","-","-","-","-","-","-","-","-","-","-","-","-","-","-","-","-","-","-"]
["VINNO 70-G1-4P-21.5-国内主机","V10355",9000564,"停用","VINNO 70 ","VINNO 70 ",null,"国内","CN",null,1,"SuZhou","-","-","-","-","-","-","-","-","-","-","-","-","-","-","-","-","-","-","-","-","-","-","-","-","-","-","-","-","-","-","-","-","-","-","-","-","-","-","-","X","-","-","-","-","-","-","-","-","-","-","-","-","-","-","-","-","-","-","-","-","-","-","-","-","-","-","-","-","-","-","-","-","-","-","-","-","-","-","-","-","-","-","-","-","-","-","-","-","-","-","-","-","-","-","-","-","-","-","-","-","-","-","-","-","-","-","-","-","-","-","-","-","-","-","-","-","-","-","-","-","-","-","-","-","-","-","-","-","-","-","-","-","-","-","-","-","-"]
["VINNO 60-G1-4P-21.5-国内主机","V10350",9000559,"停用","VINNO 60 ","VINNO 60 ",null,"国内","CN",null,1,"SuZhou","-","-","-","-","-","-","-","-","-","-","-","-","-","-","-","-","-","-","-","-","-","-","-","-","-","-","-","-","-","-","-","-","-","-","-","-","-","-","-","-","X","-","-","-","-","-","-","-","-","-","-","-","-","-","-","-","-","-","-","-","-","-","-","-","-","-","-","-","-","-","-","-","-","-","-","-","-","-","-","-","-","-","-","-","-","-","-","-","-","-","-","-","-","-","-","-","-","-","-","-","-","-","-","-","-","-","-","-","-","-","-","-","-","-","-","-","-","-","-","-","-","-","-","-","-","-","-","-","-","-","-","-","-","-","-","-","-"]
["VINNOG60中国版主机","V10003",9000015,"停用","VINNO G60 ","VINNO G60 ",null,"国内","CN",null,1,"SuZhou","-","-","-","-","-","-","-","-","-","-","-","-","-","-","-","-","-","-","-","-","-","-","-","-","-","-","-","-","-","-","-","-","-","-","-","-","-","-","-","-","-","X","-","-","-","-","-","-","-","-","-","-","-","-","-","-","-","-","-","-","-","-","-","-","-","-","-","-","-","-","-","-","-","-","-","-","-","-","-","-","-","-","-","-","-","-","-","-","-","-","-","-","-","-","-","-","-","-","-","-","-","-","-","-","-","-","-","-","-","-","-","-","-","-","-","-","-","-","-","-","-","-","-","-","-","-","-","-","-","-","-","-","-","-","-","-","-"]
["VINNO G60-G1-4P-21.5-国内主机","V10351",9000560,"停用","VINNO G60 ","VINNO G60 ",null,"国内","CN",null,1,"SuZhou","-","-","-","-","-","-","-","-","-","-","-","-","-","-","-","-","-","-","-","-","-","-","-","-","-","-","-","-","-","-","-","-","-","-","-","-","-","-","-","-","-","X","-","-","-","-","-","-","-","-","-","-","-","-","-","-","-","-","-","-","-","-","-","-","-","-","-","-","-","-","-","-","-","-","-","-","-","-","-","-","-","-","-","-","-","-","-","-","-","-","-","-","-","-","-","-","-","-","-","-","-","-","-","-","-","-","-","-","-","-","-","-","-","-","-","-","-","-","-","-","-","-","-","-","-","-","-","-","-","-","-","-","-","-","-","-","-"]
["VINNO G55_ARM System CHN主机","V10346","9000308","启用","VINNO G55","VINNO G55",null,"国内","CN",null,1,"SuZhou","-","-","-","-","-","-","-","-","-","-","-","-","-","-","-","-","-","-","-","-","-","-","-","-","-","-","-","-","-","-","-","-","-","-","-","-","-","-","-","-","-","-","-","-","-","-","-","-","-","-","-","-","-","-","-","-","-","-","-","-","X","-","-","-","-","-","-","-","-","-","-","-","-","-","-","-","-","-","-","-","-","-","-","-","-","-","-","-","-","-","-","-","-","-","-","-","-","-","-","-","-","-","-","-","-","-","-","-","-","-","-","-","-","-","-","-","-","-","-","-","-","-","-","-","-","-","-","-","-","-","-","-","-","-","-","-","-"]
[" VINNO G55 ARM-4P-18.5 CHN主机 ","V10577",9000786,"启用","VINNO G55","VINNO G55",null,"国内","CN",null,1,"SuZhou","-","-","-","-","-","-","-","-","-","-","-","-","-","-","-","-","-","-","-","-","-","-","-","-","-","-","-","-","-","-","-","-","-","-","-","-","-","-","-","-","-","-","-","-","-","-","-","-","-","-","-","-","-","-","-","-","-","-","-","-","X","-","-","-","-","-","-","-","-","-","-","-","-","-","-","-","-","-","-","-","-","-","-","-","-","-","-","-","-","-","-","-","-","-","-","-","-","-","-","-","-","-","-","-","-","-","-","-","-","-","-","-","-","-","-","-","-","-","-","-","-","-","-","-","-","-","-","-","-","-","-","-","-","-","-","-","-"]
["VINNO-G55 ARM-4P-21.5 CHN主机","V10531",9000719,"停用","VINNO G55","VINNO G55",null,"国内","CN",null,1,"SuZhou","-","-","-","-","-","-","-","-","-","-","-","-","-","-","-","-","-","-","-","-","-","-","-","-","-","-","-","-","-","-","-","-","-","-","-","-","-","-","-","-","-","-","-","-","-","-","-","-","-","-","-","-","-","-","-","-","-","-","-","-","X","-","-","-","-","-","-","-","-","-","-","-","-","-","-","-","-","-","-","-","-","-","-","-","-","-","-","-","-","-","-","-","-","-","-","-","-","-","-","-","-","-","-","-","-","-","-","-","-","-","-","-","-","-","-","-","-","-","-","-","-","-","-","-","-","-","-","-","-","-","-","-","-","-","-","-","-"]
["VINNO G50 ARM System CHN主机","V10005",9000017,"停用","VINNO G50 ","VINNO G50 ",null,"国内","CN",null,1,"SuZhou","-","-","-","-","-","-","-","-","-","-","-","-","-","-","-","-","-","-","-","-","-","-","-","-","-","-","-","-","-","-","-","-","-","-","-","-","-","-","-","-","-","-","-","-","-","-","-","-","-","-","-","-","-","-","-","-","-","-","-","-","-","X","-","-","-","-","-","-","-","-","-","-","-","-","-","-","-","-","-","-","-","-","-","-","-","-","-","-","-","-","-","-","-","-","-","-","-","-","-","-","-","-","-","-","-","-","-","-","-","-","-","-","-","-","-","-","-","-","-","-","-","-","-","-","-","-","-","-","-","-","-","-","-","-","-","-","-"]
["VINNO G50 ARM-4p System CHN主机","V10084",9000357,"停用","VINNO G50","VINNO G50",null,"国内","CN",null,1,"SuZhou","-","-","-","-","-","-","-","-","-","-","-","-","-","-","-","-","-","-","-","-","-","-","-","-","-","-","-","-","-","-","-","-","-","-","-","-","-","-","-","-","-","-","-","-","-","-","-","-","-","-","-","-","-","-","-","-","-","-","-","-","-","X","-","-","-","-","-","-","-","-","-","-","-","-","-","-","-","-","-","-","-","-","-","-","-","-","-","-","-","-","-","-","-","-","-","-","-","-","-","-","-","-","-","-","-","-","-","-","-","-","-","-","-","-","-","-","-","-","-","-","-","-","-","-","-","-","-","-","-","-","-","-","-","-","-","-","-"]
["VINNOX7中文版主机","V10017","9000007","停用","VINNO X7 ","VINNO X7 ",null,"国内","CN",null,1,"SuZhou","-","-","-","-","-","-","-","-","-","-","-","-","-","-","-","-","-","-","-","-","-","-","-","-","-","-","-","-","-","-","-","-","-","-","-","-","-","-","-","-","-","-","-","-","-","-","-","-","-","-","-","-","-","-","-","-","-","-","-","-","-","-","X","-","-","-","-","-","-","-","-","-","-","-","-","-","-","-","-","-","-","-","-","-","-","-","-","-","-","-","-","-","-","-","-","-","-","-","-","-","-","-","-","-","-","-","-","-","-","-","-","-","-","-","-","-","-","-","-","-","-","-","-","-","-","-","-","-","-","-","-","-","-","-","-","-","-"]
["VINNO＿X7-4P中国版主机","V10044","9000055","停用","VINNO X7","VINNO X7",null,"国内","CN",null,1,"SuZhou","-","-","-","-","-","-","-","-","-","-","-","-","-","-","-","-","-","-","-","-","-","-","-","-","-","-","-","-","-","-","-","-","-","-","-","-","-","-","-","-","-","-","-","-","-","-","-","-","-","-","-","-","-","-","-","-","-","-","-","-","-","-","X","-","-","-","-","-","-","-","-","-","-","-","-","-","-","-","-","-","-","-","-","-","-","-","-","-","-","-","-","-","-","-","-","-","-","-","-","-","-","-","-","-","-","-","-","-","-","-","-","-","-","-","-","-","-","-","-","-","-","-","-","-","-","-","-","-","-","-","-","-","-","-","-","-","-"]
["VINNO X7-4P升降 system CHN主机","V10078","9000130","停用","VINNO X7","VINNO X7",null,"国内","CN",null,1,"SuZhou","-","-","-","-","-","-","-","-","-","-","-","-","-","-","-","-","-","-","-","-","-","-","-","-","-","-","-","-","-","-","-","-","-","-","-","-","-","-","-","-","-","-","-","-","-","-","-","-","-","-","-","-","-","-","-","-","-","-","-","-","-","-","X","-","-","-","-","-","-","-","-","-","-","-","-","-","-","-","-","-","-","-","-","-","-","-","-","-","-","-","-","-","-","-","-","-","-","-","-","-","-","-","-","-","-","-","-","-","-","-","-","-","-","-","-","-","-","-","-","-","-","-","-","-","-","-","-","-","-","-","-","-","-","-","-","-","-"]
["VINNO X65 ARM system CHN主机","V10348","9000370","未发布","VINNO X65","VINNO X65",null,"国内","CN",null,1,"SuZhou","-","-","-","-","-","-","-","-","-","-","-","-","-","-","-","-","-","-","-","-","-","-","-","-","-","-","-","-","-","-","-","-","-","-","-","-","-","-","-","-","-","-","-","-","-","-","-","-","-","-","-","-","-","-","-","-","-","-","-","-","-","-","-","X","-","-","-","-","-","-","-","-","-","-","-","-","-","-","-","-","-","-","-","-","-","-","-","-","-","-","-","-","-","-","-","-","-","-","-","-","-","-","-","-","-","-","-","-","-","-","-","-","-","-","-","-","-","-","-","-","-","-","-","-","-","-","-","-","-","-","-","-","-","-","-","-","-"]
["VINNO M55 ARM system CHN主机","V10349","9000371","启用","VINNO M55","VINNO M55",null,"国内","CN",null,1,"SuZhou","-","-","-","-","-","-","-","-","-","-","-","-","-","-","-","-","-","-","-","-","-","-","-","-","-","-","-","-","-","-","-","-","-","-","-","-","-","-","-","-","-","-","-","-","-","-","-","-","-","-","-","-","-","-","-","-","-","-","-","-","-","-","-","-","X","-","-","-","-","-","-","-","-","-","-","-","-","-","-","-","-","-","-","-","-","-","-","-","-","-","-","-","-","-","-","-","-","-","-","-","-","-","-","-","-","-","-","-","-","-","-","-","-","-","-","-","-","-","-","-","-","-","-","-","-","-","-","-","-","-","-","-","-","-","-","-","-"]
["VINNO M55 ARM-21.5 LCD system CHN主机","V10182","9000365","停用","VINNO M55","VINNO M55",null,"国内","CN",null,1,"SuZhou","-","-","-","-","-","-","-","-","-","-","-","-","-","-","-","-","-","-","-","-","-","-","-","-","-","-","-","-","-","-","-","-","-","-","-","-","-","-","-","-","-","-","-","-","-","-","-","-","-","-","-","-","-","-","-","-","-","-","-","-","-","-","-","-","X","-","-","-","-","-","-","-","-","-","-","-","-","-","-","-","-","-","-","-","-","-","-","-","-","-","-","-","-","-","-","-","-","-","-","-","-","-","-","-","-","-","-","-","-","-","-","-","-","-","-","-","-","-","-","-","-","-","-","-","-","-","-","-","-","-","-","-","-","-","-","-","-"]
["VINNO M55 ARM-4P-18.5 system CHN主机","V10560",9000766,"启用","VINNO M55","VINNO M55",null,"国内","CN",null,1,"SuZhou","-","-","-","-","-","-","-","-","-","-","-","-","-","-","-","-","-","-","-","-","-","-","-","-","-","-","-","-","-","-","-","-","-","-","-","-","-","-","-","-","-","-","-","-","-","-","-","-","-","-","-","-","-","-","-","-","-","-","-","-","-","-","-","-","X","-","-","-","-","-","-","-","-","-","-","-","-","-","-","-","-","-","-","-","-","-","-","-","-","-","-","-","-","-","-","-","-","-","-","-","-","-","-","-","-","-","-","-","-","-","-","-","-","-","-","-","-","-","-","-","-","-","-","-","-","-","-","-","-","-","-","-","-","-","-","-","-"]
["VINNO M50 ARM system CHN主机","V10009",9000372,"停用","VINNO M50 ","VINNO M50 ",null,"国内","CN",null,1,"SuZhou","-","-","-","-","-","-","-","-","-","-","-","-","-","-","-","-","-","-","-","-","-","-","-","-","-","-","-","-","-","-","-","-","-","-","-","-","-","-","-","-","-","-","-","-","-","-","-","-","-","-","-","-","-","-","-","-","-","-","-","-","-","-","-","-","-","X","-","-","-","-","-","-","-","-","-","-","-","-","-","-","-","-","-","-","-","-","-","-","-","-","-","-","-","-","-","-","-","-","-","-","-","-","-","-","-","-","-","-","-","-","-","-","-","-","-","-","-","-","-","-","-","-","-","-","-","-","-","-","-","-","-","-","-","-","-","-","-"]
["VINNO M50 ARM-4P system CHN主机","V10085",9000379,"停用","VINNO M50","VINNO M50",null,"国内","CN",null,1,"SuZhou","-","-","-","-","-","-","-","-","-","-","-","-","-","-","-","-","-","-","-","-","-","-","-","-","-","-","-","-","-","-","-","-","-","-","-","-","-","-","-","-","-","-","-","-","-","-","-","-","-","-","-","-","-","-","-","-","-","-","-","-","-","-","-","-","-","X","-","-","-","-","-","-","-","-","-","-","-","-","-","-","-","-","-","-","-","-","-","-","-","-","-","-","-","-","-","-","-","-","-","-","-","-","-","-","-","-","-","-","-","-","-","-","-","-","-","-","-","-","-","-","-","-","-","-","-","-","-","-","-","-","-","-","-","-","-","-","-"]
["VINNOX6中国版主机","V10018",9000011,"停用","VINNO X6 ","VINNO X6 ",null,"国内","CN",null,1,"SuZhou","-","-","-","-","-","-","-","-","-","-","-","-","-","-","-","-","-","-","-","-","-","-","-","-","-","-","-","-","-","-","-","-","-","-","-","-","-","-","-","-","-","-","-","-","-","-","-","-","-","-","-","-","-","-","-","-","-","-","-","-","-","-","-","-","-","-","X","-","-","-","-","-","-","-","-","-","-","-","-","-","-","-","-","-","-","-","-","-","-","-","-","-","-","-","-","-","-","-","-","-","-","-","-","-","-","-","-","-","-","-","-","-","-","-","-","-","-","-","-","-","-","-","-","-","-","-","-","-","-","-","-","-","-","-","-","-","-"]
["VINNO X6升降 system CHN主机","V10018","9000128","停用","VINNO X6 ","VINNO X6 ",null,"国内","CN",null,1,"SuZhou","-","-","-","-","-","-","-","-","-","-","-","-","-","-","-","-","-","-","-","-","-","-","-","-","-","-","-","-","-","-","-","-","-","-","-","-","-","-","-","-","-","-","-","-","-","-","-","-","-","-","-","-","-","-","-","-","-","-","-","-","-","-","-","-","-","-","X","-","-","-","-","-","-","-","-","-","-","-","-","-","-","-","-","-","-","-","-","-","-","-","-","-","-","-","-","-","-","-","-","-","-","-","-","-","-","-","-","-","-","-","-","-","-","-","-","-","-","-","-","-","-","-","-","-","-","-","-","-","-","-","-","-","-","-","-","-","-"]
["VINNO X6-4P升降 system CHN主机","V10079","9000131","停用","VINNO X6","VINNO X6",null,"国内","CN",null,1,"SuZhou","-","-","-","-","-","-","-","-","-","-","-","-","-","-","-","-","-","-","-","-","-","-","-","-","-","-","-","-","-","-","-","-","-","-","-","-","-","-","-","-","-","-","-","-","-","-","-","-","-","-","-","-","-","-","-","-","-","-","-","-","-","-","-","-","-","-","X","-","-","-","-","-","-","-","-","-","-","-","-","-","-","-","-","-","-","-","-","-","-","-","-","-","-","-","-","-","-","-","-","-","-","-","-","-","-","-","-","-","-","-","-","-","-","-","-","-","-","-","-","-","-","-","-","-","-","-","-","-","-","-","-","-","-","-","-","-","-"]
["VINNO X55 ARM system CHN主机","V10347","9000369","未发布","VINNO X55","VINNO X55",null,"国内","CN",null,1,"SuZhou","-","-","-","-","-","-","-","-","-","-","-","-","-","-","-","-","-","-","-","-","-","-","-","-","-","-","-","-","-","-","-","-","-","-","-","-","-","-","-","-","-","-","-","-","-","-","-","-","-","-","-","-","-","-","-","-","-","-","-","-","-","-","-","-","-","-","-","X","-","-","-","-","-","-","-","-","-","-","-","-","-","-","-","-","-","-","-","-","-","-","-","-","-","-","-","-","-","-","-","-","-","-","-","-","-","-","-","-","-","-","-","-","-","-","-","-","-","-","-","-","-","-","-","-","-","-","-","-","-","-","-","-","-","-","-","-","-"]
["VINNO E35 Xarm-4P-18.5 CHN主机","V10677",9000881,"启用","VINNO E35","VINNO E35",null,"国内","CN",null,1,"SuZhou","-","-","-","-","-","-","-","-","-","-","-","-","-","-","-","-","-","-","-","-","-","-","-","-","-","-","-","-","-","-","-","-","-","-","-","-","-","-","-","-","-","-","-","-","-","-","-","-","-","-","-","-","-","-","-","-","-","-","-","-","-","-","-","-","-","-","-","-","X","-","-","-","-","-","-","-","-","-","-","-","-","-","-","-","-","-","-","-","-","-","-","-","-","-","-","-","-","-","-","-","-","-","-","-","-","-","-","-","-","-","-","-","-","-","-","-","-","-","-","-","-","-","-","-","-","-","-","-","-","-","-","-","-","-","-","-","-"]
["VINNO E35 System CHN主机","V10343","9000169","启用","VINNO E35","VINNO E35",null,"国内","CN",null,1,"SuZhou","-","-","-","-","-","-","-","-","-","-","-","-","-","-","-","-","-","-","-","-","-","-","-","-","-","-","-","-","-","-","-","-","-","-","-","-","-","-","-","-","-","-","-","-","-","-","-","-","-","-","-","-","-","-","-","-","-","-","-","-","-","-","-","-","-","-","-","-","X","-","-","-","-","-","-","-","-","-","-","-","-","-","-","-","-","-","-","-","-","-","-","-","-","-","-","-","-","-","-","-","-","-","-","-","-","-","-","-","-","-","-","-","-","-","-","-","-","-","-","-","-","-","-","-","-","-","-","-","-","-","-","-","-","-","-","-","-"]
["VINNOE30中国版主机","V10011","9000019","启用","VINNO E30 ","VINNO E30 ",null,"国内","CN",null,1,"SuZhou","-","-","-","-","-","-","-","-","-","-","-","-","-","-","-","-","-","-","-","-","-","-","-","-","-","-","-","-","-","-","-","-","-","-","-","-","-","-","-","-","-","-","-","-","-","-","-","-","-","-","-","-","-","-","-","-","-","-","-","-","-","-","-","-","-","-","-","-","-","X","-","-","-","-","-","-","-","-","-","-","-","-","-","-","-","-","-","-","-","-","-","-","-","-","-","-","-","-","-","-","-","-","-","-","-","-","-","-","-","-","-","-","-","-","-","-","-","-","-","-","-","-","-","-","-","-","-","-","-","-","-","-","-","-","-","-","-"]
["VINNO_E30-4P中国版主机","V10046","9000054","停用","VINNO E30","VINNO E30",null,"国内","CN",null,1,"SuZhou","-","-","-","-","-","-","-","-","-","-","-","-","-","-","-","-","-","-","-","-","-","-","-","-","-","-","-","-","-","-","-","-","-","-","-","-","-","-","-","-","-","-","-","-","-","-","-","-","-","-","-","-","-","-","-","-","-","-","-","-","-","-","-","-","-","-","-","-","-","X","-","-","-","-","-","-","-","-","-","-","-","-","-","-","-","-","-","-","-","-","-","-","-","-","-","-","-","-","-","-","-","-","-","-","-","-","-","-","-","-","-","-","-","-","-","-","-","-","-","-","-","-","-","-","-","-","-","-","-","-","-","-","-","-","-","-","-"]
["VINNO E30-4P升降 system CHN主机","V10086","9000138","启用","VINNO E30","VINNO E30",null,"国内","CN",null,1,"SuZhou","-","-","-","-","-","-","-","-","-","-","-","-","-","-","-","-","-","-","-","-","-","-","-","-","-","-","-","-","-","-","-","-","-","-","-","-","-","-","-","-","-","-","-","-","-","-","-","-","-","-","-","-","-","-","-","-","-","-","-","-","-","-","-","-","-","-","-","-","-","X","-","-","-","-","-","-","-","-","-","-","-","-","-","-","-","-","-","-","-","-","-","-","-","-","-","-","-","-","-","-","-","-","-","-","-","-","-","-","-","-","-","-","-","-","-","-","-","-","-","-","-","-","-","-","-","-","-","-","-","-","-","-","-","-","-","-","-"]
["VINNO E30-4P-old升降 system CHN主机","V10089","9000173","启用","VINNO E30","VINNO E30",null,"国内","CN",null,1,"SuZhou","-","-","-","-","-","-","-","-","-","-","-","-","-","-","-","-","-","-","-","-","-","-","-","-","-","-","-","-","-","-","-","-","-","-","-","-","-","-","-","-","-","-","-","-","-","-","-","-","-","-","-","-","-","-","-","-","-","-","-","-","-","-","-","-","-","-","-","-","-","X","-","-","-","-","-","-","-","-","-","-","-","-","-","-","-","-","-","-","-","-","-","-","-","-","-","-","-","-","-","-","-","-","-","-","-","-","-","-","-","-","-","-","-","-","-","-","-","-","-","-","-","-","-","-","-","-","-","-","-","-","-","-","-","-","-","-","-"]
["VINNOX5中文版主机","V10013","9000009","启用","VINNO X5 ","VINNO X5 ",null,"国内","CN",null,1,"SuZhou","-","-","-","-","-","-","-","-","-","-","-","-","-","-","-","-","-","-","-","-","-","-","-","-","-","-","-","-","-","-","-","-","-","-","-","-","-","-","-","-","-","-","-","-","-","-","-","-","-","-","-","-","-","-","-","-","-","-","-","-","-","-","-","-","-","-","-","-","-","-","X","-","-","-","-","-","-","-","-","-","-","-","-","-","-","-","-","-","-","-","-","-","-","-","-","-","-","-","-","-","-","-","-","-","-","-","-","-","-","-","-","-","-","-","-","-","-","-","-","-","-","-","-","-","-","-","-","-","-","-","-","-","-","-","-","-","-"]
["VINNO＿X5-4P中国版主机","V10045","9000059","停用","VINNO X5","VINNO X5",null,"国内","CN",null,1,"SuZhou","-","-","-","-","-","-","-","-","-","-","-","-","-","-","-","-","-","-","-","-","-","-","-","-","-","-","-","-","-","-","-","-","-","-","-","-","-","-","-","-","-","-","-","-","-","-","-","-","-","-","-","-","-","-","-","-","-","-","-","-","-","-","-","-","-","-","-","-","-","-","X","-","-","-","-","-","-","-","-","-","-","-","-","-","-","-","-","-","-","-","-","-","-","-","-","-","-","-","-","-","-","-","-","-","-","-","-","-","-","-","-","-","-","-","-","-","-","-","-","-","-","-","-","-","-","-","-","-","-","-","-","-","-","-","-","-","-"]
["VINNO X5升降 system CHN主机","V10077","9000129","启用","VINNO X5 ","VINNO X5 ",null,"国内","CN",null,1,"SuZhou","-","-","-","-","-","-","-","-","-","-","-","-","-","-","-","-","-","-","-","-","-","-","-","-","-","-","-","-","-","-","-","-","-","-","-","-","-","-","-","-","-","-","-","-","-","-","-","-","-","-","-","-","-","-","-","-","-","-","-","-","-","-","-","-","-","-","-","-","-","-","X","-","-","-","-","-","-","-","-","-","-","-","-","-","-","-","-","-","-","-","-","-","-","-","-","-","-","-","-","-","-","-","-","-","-","-","-","-","-","-","-","-","-","-","-","-","-","-","-","-","-","-","-","-","-","-","-","-","-","-","-","-","-","-","-","-","-"]
["VINNO X5-4P升降 system CHN主机","V10080","9000132","启用","VINNO X5","VINNO X5",null,"国内","CN",null,1,"SuZhou","-","-","-","-","-","-","-","-","-","-","-","-","-","-","-","-","-","-","-","-","-","-","-","-","-","-","-","-","-","-","-","-","-","-","-","-","-","-","-","-","-","-","-","-","-","-","-","-","-","-","-","-","-","-","-","-","-","-","-","-","-","-","-","-","-","-","-","-","-","-","X","-","-","-","-","-","-","-","-","-","-","-","-","-","-","-","-","-","-","-","-","-","-","-","-","-","-","-","-","-","-","-","-","-","-","-","-","-","-","-","-","-","-","-","-","-","-","-","-","-","-","-","-","-","-","-","-","-","-","-","-","-","-","-","-","-","-"]
["VINNO X5-4P-old升降 system CHN主机","V10091","9000175","启用","VINNO X5","VINNO X5",null,"国内","CN",null,1,"SuZhou","-","-","-","-","-","-","-","-","-","-","-","-","-","-","-","-","-","-","-","-","-","-","-","-","-","-","-","-","-","-","-","-","-","-","-","-","-","-","-","-","-","-","-","-","-","-","-","-","-","-","-","-","-","-","-","-","-","-","-","-","-","-","-","-","-","-","-","-","-","-","X","-","-","-","-","-","-","-","-","-","-","-","-","-","-","-","-","-","-","-","-","-","-","-","-","-","-","-","-","-","-","-","-","-","-","-","-","-","-","-","-","-","-","-","-","-","-","-","-","-","-","-","-","-","-","-","-","-","-","-","-","-","-","-","-","-","-"]
[" VINNO X35-4P-18.5 国内版主机","V10500",9000699,"启用","VINNO X35","VINNO X35",null,"国内","CN",null,1,"SuZhou","-","-","-","-","-","-","-","-","-","-","-","-","-","-","-","-","-","-","-","-","-","-","-","-","-","-","-","-","-","-","-","-","-","-","-","-","-","-","-","-","-","-","-","-","-","-","-","-","-","-","-","-","-","-","-","-","-","-","-","-","-","-","-","-","-","-","-","-","-","-","-","X","-","-","-","-","-","-","-","-","-","-","-","-","-","-","-","-","-","-","-","-","-","-","-","-","-","-","-","-","-","-","-","-","-","-","-","-","-","-","-","-","-","-","-","-","-","-","-","-","-","-","-","-","-","-","-","-","-","-","-","-","-","-","-","-","-"]
["VINNO X35 System CHN主机","V10344","9000170","启用","VINNO X35","VINNO X35",null,"国内","CN",null,1,"SuZhou","-","-","-","-","-","-","-","-","-","-","-","-","-","-","-","-","-","-","-","-","-","-","-","-","-","-","-","-","-","-","-","-","-","-","-","-","-","-","-","-","-","-","-","-","-","-","-","-","-","-","-","-","-","-","-","-","-","-","-","-","-","-","-","-","-","-","-","-","-","-","-","X","-","-","-","-","-","-","-","-","-","-","-","-","-","-","-","-","-","-","-","-","-","-","-","-","-","-","-","-","-","-","-","-","-","-","-","-","-","-","-","-","-","-","-","-","-","-","-","-","-","-","-","-","-","-","-","-","-","-","-","-","-","-","-","-","-"]
["VINNO X33 System CHN主机","V10345","9000171","未发布","VINNO X33","VINNO X33",null,"国内","CN",null,1,"SuZhou","-","-","-","-","-","-","-","-","-","-","-","-","-","-","-","-","-","-","-","-","-","-","-","-","-","-","-","-","-","-","-","-","-","-","-","-","-","-","-","-","-","-","-","-","-","-","-","-","-","-","-","-","-","-","-","-","-","-","-","-","-","-","-","-","-","-","-","-","-","-","-","-","X","-","-","-","-","-","-","-","-","-","-","-","-","-","-","-","-","-","-","-","-","-","-","-","-","-","-","-","-","-","-","-","-","-","-","-","-","-","-","-","-","-","-","-","-","-","-","-","-","-","-","-","-","-","-","-","-","-","-","-","-","-","-","-","-"]
["VINNOE20中国版主机","V10025","9000041","启用","VINNO E20 ","VINNO E20 ",null,"国内","CN",null,1,"SuZhou","-","-","-","-","-","-","-","-","-","-","-","-","-","-","-","-","-","-","-","-","-","-","-","-","-","-","-","-","-","-","-","-","-","-","-","-","-","-","-","-","-","-","-","-","-","-","-","-","-","-","-","-","-","-","-","-","-","-","-","-","-","-","-","-","-","-","-","-","-","-","-","-","-","X","-","-","-","-","-","-","-","-","-","-","-","-","-","-","-","-","-","-","-","-","-","-","-","-","-","-","-","-","-","-","-","-","-","-","-","-","-","-","-","-","-","-","-","-","-","-","-","-","-","-","-","-","-","-","-","-","-","-","-","-","-","-","-"]
["E20-4P国内版主机","V10191","9000298","启用","VINNO E20","VINNO E20",null,"国内","CN",null,1,"SuZhou","-","-","-","-","-","-","-","-","-","-","-","-","-","-","-","-","-","-","-","-","-","-","-","-","-","-","-","-","-","-","-","-","-","-","-","-","-","-","-","-","-","-","-","-","-","-","-","-","-","-","-","-","-","-","-","-","-","-","-","-","-","-","-","-","-","-","-","-","-","-","-","-","-","X","-","-","-","-","-","-","-","-","-","-","-","-","-","-","-","-","-","-","-","-","-","-","-","-","-","-","-","-","-","-","-","-","-","-","-","-","-","-","-","-","-","-","-","-","-","-","-","-","-","-","-","-","-","-","-","-","-","-","-","-","-","-","-"]
["E20-4P-21.5国内版主机","V10198","9000315","启用","VINNO E20","VINNO E20",null,"国内","CN",null,1,"SuZhou","-","-","-","-","-","-","-","-","-","-","-","-","-","-","-","-","-","-","-","-","-","-","-","-","-","-","-","-","-","-","-","-","-","-","-","-","-","-","-","-","-","-","-","-","-","-","-","-","-","-","-","-","-","-","-","-","-","-","-","-","-","-","-","-","-","-","-","-","-","-","-","-","-","X","-","-","-","-","-","-","-","-","-","-","-","-","-","-","-","-","-","-","-","-","-","-","-","-","-","-","-","-","-","-","-","-","-","-","-","-","-","-","-","-","-","-","-","-","-","-","-","-","-","-","-","-","-","-","-","-","-","-","-","-","-","-","-"]
["VINNO E20-4P-21.5-R-国内版主机","V10491","9000690","启用","VINNO E20","VINNO E20",null,"国内","CN",null,1,"SuZhou","-","-","-","-","-","-","-","-","-","-","-","-","-","-","-","-","-","-","-","-","-","-","-","-","-","-","-","-","-","-","-","-","-","-","-","-","-","-","-","-","-","-","-","-","-","-","-","-","-","-","-","-","-","-","-","-","-","-","-","-","-","-","-","-","-","-","-","-","-","-","-","-","-","X","-","-","-","-","-","-","-","-","-","-","-","-","-","-","-","-","-","-","-","-","-","-","-","-","-","-","-","-","-","-","-","-","-","-","-","-","-","-","-","-","-","-","-","-","-","-","-","-","-","-","-","-","-","-","-","-","-","-","-","-","-","-","-"]
["VINNOX3中国版主机","V10031","9000045","启用","VINNO X3 ","VINNO X3 ",null,"国内","CN",null,1,"SuZhou","-","-","-","-","-","-","-","-","-","-","-","-","-","-","-","-","-","-","-","-","-","-","-","-","-","-","-","-","-","-","-","-","-","-","-","-","-","-","-","-","-","-","-","-","-","-","-","-","-","-","-","-","-","-","-","-","-","-","-","-","-","-","-","-","-","-","-","-","-","-","-","-","-","-","X","-","-","-","-","-","-","-","-","-","-","-","-","-","-","-","-","-","-","-","-","-","-","-","-","-","-","-","-","-","-","-","-","-","-","-","-","-","-","-","-","-","-","-","-","-","-","-","-","-","-","-","-","-","-","-","-","-","-","-","-","-","-"]
["X3-4P国内版主机","V10192","9000299","启用","VINNO X3","VINNO X3",null,"国内","CN",null,1,"SuZhou","-","-","-","-","-","-","-","-","-","-","-","-","-","-","-","-","-","-","-","-","-","-","-","-","-","-","-","-","-","-","-","-","-","-","-","-","-","-","-","-","-","-","-","-","-","-","-","-","-","-","-","-","-","-","-","-","-","-","-","-","-","-","-","-","-","-","-","-","-","-","-","-","-","-","X","-","-","-","-","-","-","-","-","-","-","-","-","-","-","-","-","-","-","-","-","-","-","-","-","-","-","-","-","-","-","-","-","-","-","-","-","-","-","-","-","-","-","-","-","-","-","-","-","-","-","-","-","-","-","-","-","-","-","-","-","-","-"]
["X3-4P-21.5国内版主机","V10200","9000317","启用","VINNO X3","VINNO X3",null,"国内","CN",null,1,"SuZhou","-","-","-","-","-","-","-","-","-","-","-","-","-","-","-","-","-","-","-","-","-","-","-","-","-","-","-","-","-","-","-","-","-","-","-","-","-","-","-","-","-","-","-","-","-","-","-","-","-","-","-","-","-","-","-","-","-","-","-","-","-","-","-","-","-","-","-","-","-","-","-","-","-","-","X","-","-","-","-","-","-","-","-","-","-","-","-","-","-","-","-","-","-","-","-","-","-","-","-","-","-","-","-","-","-","-","-","-","-","-","-","-","-","-","-","-","-","-","-","-","-","-","-","-","-","-","-","-","-","-","-","-","-","-","-","-","-"]
["VINNOX2中国版主机","V10032",9000047,"停用","VINNO X2 ","VINNO X2 ",null,"国内","CN",null,1,"SuZhou","-","-","-","-","-","-","-","-","-","-","-","-","-","-","-","-","-","-","-","-","-","-","-","-","-","-","-","-","-","-","-","-","-","-","-","-","-","-","-","-","-","-","-","-","-","-","-","-","-","-","-","-","-","-","-","-","-","-","-","-","-","-","-","-","-","-","-","-","-","-","-","-","-","-","-","-","-","X","-","-","-","-","-","-","-","-","-","-","-","-","-","-","-","-","-","-","-","-","-","-","-","-","-","-","-","-","-","-","-","-","-","-","-","-","-","-","-","-","-","-","-","-","-","-","-","-","-","-","-","-","-","-","-","-","-","-","-"]
["X2 lowcost system CHN主机","V10105","9000190","启用","VINNO X2 ","VINNO X2 ",null,"国内","CN",null,1,"SuZhou","-","-","-","-","-","-","-","-","-","-","-","-","-","-","-","-","-","-","-","-","-","-","-","-","-","-","-","-","-","-","-","-","-","-","-","-","-","-","-","-","-","-","-","-","-","-","-","-","-","-","-","-","-","-","-","-","-","-","-","-","-","-","-","-","-","-","-","-","-","-","-","-","-","-","-","-","-","X","-","-","-","-","-","-","-","-","-","-","-","-","-","-","-","-","-","-","-","-","-","-","-","-","-","-","-","-","-","-","-","-","-","-","-","-","-","-","-","-","-","-","-","-","-","-","-","-","-","-","-","-","-","-","-","-","-","-","-"]
["X2P-4P国内版主机","V10281",9000446,"启用","VINNO X2P","VINNO X2P",null,"国内","CN",null,1,"SuZhou","-","-","-","-","-","-","-","-","-","-","-","-","-","-","-","-","-","-","-","-","-","-","-","-","-","-","-","-","-","-","-","-","-","-","-","-","-","-","-","-","-","-","-","-","-","-","-","-","-","-","-","-","-","-","-","-","-","-","-","-","-","-","-","-","-","-","-","-","-","-","-","-","-","-","-","-","-","-","X","-","-","-","-","-","-","-","-","-","-","-","-","-","-","-","-","-","-","-","-","-","-","-","-","-","-","-","-","-","-","-","-","-","-","-","-","-","-","-","-","-","-","-","-","-","-","-","-","-","-","-","-","-","-","-","-","-","-"]
["X2E-21.5国内版主机","V10282",9000447,"启用","VINNO X2E","VINNO X2E",null,"国内","CN",null,1,"SuZhou","-","-","-","-","-","-","-","-","-","-","-","-","-","-","-","-","-","-","-","-","-","-","-","-","-","-","-","-","-","-","-","-","-","-","-","-","-","-","-","-","-","-","-","-","-","-","-","-","-","-","-","-","-","-","-","-","-","-","-","-","-","-","-","-","-","-","-","-","-","-","-","-","-","-","-","-","-","-","-","X","-","-","-","-","-","-","-","-","-","-","-","-","-","-","-","-","-","-","-","-","-","-","-","-","-","-","-","-","-","-","-","-","-","-","-","-","-","-","-","-","-","-","-","-","-","-","-","-","-","-","-","-","-","-","-","-","-"]
["VINNO X2E-3P-21.5-R-国内版主机","V10493","9000692","启用","VINNO X2E","VINNO X2E",null,"国内","CN",null,1,"SuZhou","-","-","-","-","-","-","-","-","-","-","-","-","-","-","-","-","-","-","-","-","-","-","-","-","-","-","-","-","-","-","-","-","-","-","-","-","-","-","-","-","-","-","-","-","-","-","-","-","-","-","-","-","-","-","-","-","-","-","-","-","-","-","-","-","-","-","-","-","-","-","-","-","-","-","-","-","-","-","-","X","-","-","-","-","-","-","-","-","-","-","-","-","-","-","-","-","-","-","-","-","-","-","-","-","-","-","-","-","-","-","-","-","-","-","-","-","-","-","-","-","-","-","-","-","-","-","-","-","-","-","-","-","-","-","-","-","-"]
["VINNOE10三口中国版主机","V10029",9000051,"停用","VINNO E10 ","VINNO E10 ",null,"国内","CN",null,1,"SuZhou","-","-","-","-","-","-","-","-","-","-","-","-","-","-","-","-","-","-","-","-","-","-","-","-","-","-","-","-","-","-","-","-","-","-","-","-","-","-","-","-","-","-","-","-","-","-","-","-","-","-","-","-","-","-","-","-","-","-","-","-","-","-","-","-","-","-","-","-","-","-","-","-","-","-","-","-","-","-","-","-","-","-","X","-","-","-","-","-","-","-","-","-","-","-","-","-","-","-","-","-","-","-","-","-","-","-","-","-","-","-","-","-","-","-","-","-","-","-","-","-","-","-","-","-","-","-","-","-","-","-","-","-","-","-","-","-","-"]
["E10 Lowcost System CHN主机","V10095","9000172","启用","VINNO E10 ","VINNO E10 ",null,"国内","CN",null,1,"SuZhou","-","-","-","-","-","-","-","-","-","-","-","-","-","-","-","-","-","-","-","-","-","-","-","-","-","-","-","-","-","-","-","-","-","-","-","-","-","-","-","-","-","-","-","-","-","-","-","-","-","-","-","-","-","-","-","-","-","-","-","-","-","-","-","-","-","-","-","-","-","-","-","-","-","-","-","-","-","-","-","-","-","-","X","-","-","-","-","-","-","-","-","-","-","-","-","-","-","-","-","-","-","-","-","-","-","-","-","-","-","-","-","-","-","-","-","-","-","-","-","-","-","-","-","-","-","-","-","-","-","-","-","-","-","-","-","-","-"]
["E10P-4P国内版主机","V10285",9000450,"启用","VINNO E10P","VINNO E10P",null,"国内","CN",null,1,"SuZhou","-","-","-","-","-","-","-","-","-","-","-","-","-","-","-","-","-","-","-","-","-","-","-","-","-","-","-","-","-","-","-","-","-","-","-","-","-","-","-","-","-","-","-","-","-","-","-","-","-","-","-","-","-","-","-","-","-","-","-","-","-","-","-","-","-","-","-","-","-","-","-","-","-","-","-","-","-","-","-","-","-","-","-","X","-","-","-","-","-","-","-","-","-","-","-","-","-","-","-","-","-","-","-","-","-","-","-","-","-","-","-","-","-","-","-","-","-","-","-","-","-","-","-","-","-","-","-","-","-","-","-","-","-","-","-","-","-"]
["E10E-4P-21.5国内版主机","V10286",9000451,"启用","VINNO E10E","VINNO E10E",null,"国内","CN",null,1,"SuZhou","-","-","-","-","-","-","-","-","-","-","-","-","-","-","-","-","-","-","-","-","-","-","-","-","-","-","-","-","-","-","-","-","-","-","-","-","-","-","-","-","-","-","-","-","-","-","-","-","-","-","-","-","-","-","-","-","-","-","-","-","-","-","-","-","-","-","-","-","-","-","-","-","-","-","-","-","-","-","-","-","-","-","-","-","X","-","-","-","-","-","-","-","-","-","-","-","-","-","-","-","-","-","-","-","-","-","-","-","-","-","-","-","-","-","-","-","-","-","-","-","-","-","-","-","-","-","-","-","-","-","-","-","-","-","-","-","-"]
["X1 lowcost system CHN主机","V10107",9000192,"停用","VINNO X1 ","VINNO X1 ",null,"国内","CN",null,1,"SuZhou","-","-","-","-","-","-","-","-","-","-","-","-","-","-","-","-","-","-","-","-","-","-","-","-","-","-","-","-","-","-","-","-","-","-","-","-","-","-","-","-","-","-","-","-","-","-","-","-","-","-","-","-","-","-","-","-","-","-","-","-","-","-","-","-","-","-","-","-","-","-","-","-","-","-","-","-","-","-","-","-","-","-","-","-","-","-","-","X","-","-","-","-","-","-","-","-","-","-","-","-","-","-","-","-","-","-","-","-","-","-","-","-","-","-","-","-","-","-","-","-","-","-","-","-","-","-","-","-","-","-","-","-","-","-","-","-","-"]
["X1 lowcost（增高）国内版主机","V10107",9000311,"启用","VINNO X1 ","VINNO X1 ",null,"国内","CN",null,1,"SuZhou","-","-","-","-","-","-","-","-","-","-","-","-","-","-","-","-","-","-","-","-","-","-","-","-","-","-","-","-","-","-","-","-","-","-","-","-","-","-","-","-","-","-","-","-","-","-","-","-","-","-","-","-","-","-","-","-","-","-","-","-","-","-","-","-","-","-","-","-","-","-","-","-","-","-","-","-","-","-","-","-","-","-","-","-","-","-","-","X","-","-","-","-","-","-","-","-","-","-","-","-","-","-","-","-","-","-","-","-","-","-","-","-","-","-","-","-","-","-","-","-","-","-","-","-","-","-","-","-","-","-","-","-","-","-","-","-","-"]
["X1P-4P-21.5国内版主机","V10289",9000454,"启用","VINNO X1P","VINNO X1P",null,"国内","CN",null,1,"SuZhou","-","-","-","-","-","-","-","-","-","-","-","-","-","-","-","-","-","-","-","-","-","-","-","-","-","-","-","-","-","-","-","-","-","-","-","-","-","-","-","-","-","-","-","-","-","-","-","-","-","-","-","-","-","-","-","-","-","-","-","-","-","-","-","-","-","-","-","-","-","-","-","-","-","-","-","-","-","-","-","-","-","-","-","-","-","-","-","-","X","-","-","-","-","-","-","-","-","-","-","-","-","-","-","-","-","-","-","-","-","-","-","-","-","-","-","-","-","-","-","-","-","-","-","-","-","-","-","-","-","-","-","-","-","-","-","-","-"]
["X1E国内版主机","V10290",9000455,"启用","VINNO X1E ","VINNO X1E ",null,"国内","CN",null,1,"SuZhou","-","-","-","-","-","-","-","-","-","-","-","-","-","-","-","-","-","-","-","-","-","-","-","-","-","-","-","-","-","-","-","-","-","-","-","-","-","-","-","-","-","-","-","-","-","-","-","-","-","-","-","-","-","-","-","-","-","-","-","-","-","-","-","-","-","-","-","-","-","-","-","-","-","-","-","-","-","-","-","-","-","-","-","-","-","-","-","-","-","X","-","-","-","-","-","-","-","-","-","-","-","-","-","-","-","-","-","-","-","-","-","-","-","-","-","-","-","-","-","-","-","-","-","-","-","-","-","-","-","-","-","-","-","-","-","-","-"]
["VINNO8 EXP system CHN 主机","V10400",9000605,"启用","VINNO 8 EXP","VINNO 8 EXP",null,"国内","CN",null,1,"SuZhou","-","-","-","-","-","-","-","-","-","-","-","-","-","-","-","-","-","-","-","-","-","-","-","-","-","-","-","-","-","-","-","-","-","-","-","-","-","-","-","-","-","-","-","-","-","-","-","-","-","-","-","-","-","-","-","-","-","-","-","-","-","-","-","-","-","-","-","-","-","-","-","-","-","-","-","-","-","-","-","-","-","-","-","-","-","-","-","-","-","-","-","-","-","-","-","-","X","-","-","-","-","-","-","-","-","-","-","-","-","-","-","-","-","-","-","-","-","-","-","-","-","-","-","-","-","-","-","-","-","-","-","-","-","-","-","-","-"]
["VINNO_V8中国版主机","V10019","9000031","启用","VINNO 8 ","VINNO 8 ",null,"国内","CN",null,1,"SuZhou","-","-","-","-","-","-","-","-","-","-","-","-","-","-","-","-","-","-","-","-","-","-","-","-","-","-","-","-","-","-","-","-","-","-","-","-","-","-","-","-","-","-","-","-","-","-","-","-","-","-","-","-","-","-","-","-","-","-","-","-","-","-","-","-","-","-","-","-","-","-","-","-","-","-","-","-","-","-","-","-","-","-","-","-","-","-","-","-","-","-","-","-","-","-","-","-","-","X","-","-","-","-","-","-","-","-","-","-","-","-","-","-","-","-","-","-","-","-","-","-","-","-","-","-","-","-","-","-","-","-","-","-","-","-","-","-","-"]
["V8中国版500G主机","V10058","9000094","停用","VINNO 8","VINNO 8",null,"国内","CN",null,1,"SuZhou","-","-","-","-","-","-","-","-","-","-","-","-","-","-","-","-","-","-","-","-","-","-","-","-","-","-","-","-","-","-","-","-","-","-","-","-","-","-","-","-","-","-","-","-","-","-","-","-","-","-","-","-","-","-","-","-","-","-","-","-","-","-","-","-","-","-","-","-","-","-","-","-","-","-","-","-","-","-","-","-","-","-","-","-","-","-","-","-","-","-","-","-","-","-","-","-","-","X","-","-","-","-","-","-","-","-","-","-","-","-","-","-","-","-","-","-","-","-","-","-","-","-","-","-","-","-","-","-","-","-","-","-","-","-","-","-","-"]
["VINNO8 PRO system CHN 主机","V10399",9000604,"启用","VINNO 8PRO","VINNO 8PRO",null,"国内","CN",null,1,"SuZhou","-","-","-","-","-","-","-","-","-","-","-","-","-","-","-","-","-","-","-","-","-","-","-","-","-","-","-","-","-","-","-","-","-","-","-","-","-","-","-","-","-","-","-","-","-","-","-","-","-","-","-","-","-","-","-","-","-","-","-","-","-","-","-","-","-","-","-","-","-","-","-","-","-","-","-","-","-","-","-","-","-","-","-","-","-","-","-","-","-","-","-","-","-","-","-","-","-","-","X","-","-","-","-","-","-","-","-","-","-","-","-","-","-","-","-","-","-","-","-","-","-","-","-","-","-","-","-","-","-","-","-","-","-","-","-","-","-"]
["VINNO 6 EXP system CH主机","V10118","9000151","未发布","VINNO 6EXP ","VINNO 6EXP ",null,"国内","CN",null,1,"SuZhou","-","-","-","-","-","-","-","-","-","-","-","-","-","-","-","-","-","-","-","-","-","-","-","-","-","-","-","-","-","-","-","-","-","-","-","-","-","-","-","-","-","-","-","-","-","-","-","-","-","-","-","-","-","-","-","-","-","-","-","-","-","-","-","-","-","-","-","-","-","-","-","-","-","-","-","-","-","-","-","-","-","-","-","-","-","-","-","-","-","-","-","-","-","-","-","-","-","-","-","X","-","-","-","-","-","-","-","-","-","-","-","-","-","-","-","-","-","-","-","-","-","-","-","-","-","-","-","-","-","-","-","-","-","-","-","-","-"]
["VINNO_V6中国版主机","V10021","9000033","启用","VINNO 6 ","VINNO 6 ",null,"国内","CN",null,1,"SuZhou","-","-","-","-","-","-","-","-","-","-","-","-","-","-","-","-","-","-","-","-","-","-","-","-","-","-","-","-","-","-","-","-","-","-","-","-","-","-","-","-","-","-","-","-","-","-","-","-","-","-","-","-","-","-","-","-","-","-","-","-","-","-","-","-","-","-","-","-","-","-","-","-","-","-","-","-","-","-","-","-","-","-","-","-","-","-","-","-","-","-","-","-","-","-","-","-","-","-","-","-","X","-","-","-","-","-","-","-","-","-","-","-","-","-","-","-","X","X","-","-","-","-","-","-","-","-","-","-","-","-","-","-","-","-","-","-","-"]
["VINNO 8A  "," V10927","  9001080","启用","VINNO 8A  ","VINNO 8A  ",null,"国内","CN",null,1,"SuZhou",{"$nulls":116},"X"]
["V6中国版500G主机","V10057","9000093","停用","VINNO 6","VINNO 6",null,"国内","CN",null,1,"SuZhou","-","-","-","-","-","-","-","-","-","-","-","-","-","-","-","-","-","-","-","-","-","-","-","-","-","-","-","-","-","-","-","-","-","-","-","-","-","-","-","-","-","-","-","-","-","-","-","-","-","-","-","-","-","-","-","-","-","-","-","-","-","-","-","-","-","-","-","-","-","-","-","-","-","-","-","-","-","-","-","-","-","-","-","-","-","-","-","-","-","-","-","-","-","-","-","-","-","-","-","-","X","-","-","-","-","-","-","-","-","-","-","-","-","-","-","-","-","-","-","-","-","-","-","-","-","-","-","-","-","-","-","-","-","-","-","-","-"]
["VINNO 6 PRO system CH主机","V10117","9000153","启用","VINNO 6PRO ","VINNO 6PRO ",null,"国内","CN",null,1,"SuZhou","-","-","-","-","-","-","-","-","-","-","-","-","-","-","-","-","-","-","-","-","-","-","-","-","-","-","-","-","-","-","-","-","-","-","-","-","-","-","-","-","-","-","-","-","-","-","-","-","-","-","-","-","-","-","-","-","-","-","-","-","-","-","-","-","-","-","-","-","-","-","-","-","-","-","-","-","-","-","-","-","-","-","-","-","-","-","-","-","-","-","-","-","-","-","-","-","-","-","-","-","-","X","-","-","-","-","-","-","-","-","-","-","-","-","-","-","-","-","-","-","-","-","-","-","-","-","-","-","-","-","-","-","-","-","-","-","-"]
["VINNO 5EXP-GJB主机","V10559",9000769,"启用","VINNO 5EXP ","VINNO 5EXP ",null,"国内","CN",null,1,"SuZhou","-","-","-","-","-","-","-","-","-","-","-","-","-","-","-","-","-","-","-","-","-","-","-","-","-","-","-","-","-","-","-","-","-","-","-","-","-","-","-","-","-","-","-","-","-","-","-","-","-","-","-","-","-","-","-","-","-","-","-","-","-","-","-","-","-","-","-","-","-","-","-","-","-","-","-","-","-","-","-","-","-","-","-","-","-","-","-","-","-","-","-","-","-","-","-","-","-","-","-","-","-","-","X","-","-","-","-","-","-","-","-","-","-","-","-","-","-","-","-","-","-","-","-","-","-","-","-","-","-","-","-","-","-","-","-","-","-"]
["VINNO 5 Exp system CHN主机","V10116","9000155","启用","VINNO 5EXP ","VINNO 5EXP ",null,"国内","CN",null,1,"SuZhou","-","-","-","-","-","-","-","-","-","-","-","-","-","-","-","-","-","-","-","-","-","-","-","-","-","-","-","-","-","-","-","-","-","-","-","-","-","-","-","-","-","-","-","-","-","-","-","-","-","-","-","-","-","-","-","-","-","-","-","-","-","-","-","-","-","-","-","-","-","-","-","-","-","-","-","-","-","-","-","-","-","-","-","-","-","-","-","-","-","-","-","-","-","-","-","-","-","-","-","-","-","-","X","-","-","-","-","-","-","-","-","-","-","-","-","-","-","-","-","-","-","-","-","-","-","-","-","-","-","-","-","-","-","-","-","-","-"]
["VINNO 5 LC system CHN主机","V10128","9000207","启用","VINNO 5 ","VINNO 5 ",null,"国内","CN",null,1,"SuZhou","-","-","-","-","-","-","-","-","-","-","-","-","-","-","-","-","-","-","-","-","-","-","-","-","-","-","-","-","-","-","-","-","-","-","-","-","-","-","-","-","-","-","-","-","-","-","-","-","-","-","-","-","-","-","-","-","-","-","-","-","-","-","-","-","-","-","-","-","-","-","-","-","-","-","-","-","-","-","-","-","-","-","-","-","-","-","-","-","-","-","-","-","-","-","-","-","-","-","-","-","-","-","-","X","-","-","-","-","-","-","-","-","-","-","-","-","-","-","-","-","-","-","-","-","-","-","-","-","-","-","-","-","-","-","-","-","-"]
["VINNO 5 Pro system CHN主机","V10120","9000157","启用","VINNO 5PRO ","VINNO 5PRO ",null,"国内","CN",null,1,"SuZhou","-","-","-","-","-","-","-","-","-","-","-","-","-","-","-","-","-","-","-","-","-","-","-","-","-","-","-","-","-","-","-","-","-","-","-","-","-","-","-","-","-","-","-","-","-","-","-","-","-","-","-","-","-","-","-","-","-","-","-","-","-","-","-","-","-","-","-","-","-","-","-","-","-","-","-","-","-","-","-","-","-","-","-","-","-","-","-","-","-","-","-","-","-","-","-","-","-","-","-","-","-","-","-","-","X","-","-","-","-","-","-","-","-","-","-","-","-","-","-","-","-","-","-","-","-","-","-","-","-","-","-","-","-","-","-","-","-"]
["VINNO 3 Exp system CHN主机","V10121","9000159","未发布","VINNO 3EXP ","VINNO 3EXP ",null,"国内","CN",null,1,"SuZhou","-","-","-","-","-","-","-","-","-","-","-","-","-","-","-","-","-","-","-","-","-","-","-","-","-","-","-","-","-","-","-","-","-","-","-","-","-","-","-","-","-","-","-","-","-","-","-","-","-","-","-","-","-","-","-","-","-","-","-","-","-","-","-","-","-","-","-","-","-","-","-","-","-","-","-","-","-","-","-","-","-","-","-","-","-","-","-","-","-","-","-","-","-","-","-","-","-","-","-","-","-","-","-","-","-","X","-","-","-","-","-","-","-","-","-","-","-","-","-","-","-","-","-","-","-","-","-","-","-","-","-","-","-","-","-","-","-"]
["VINNO 3 system CHN主机","V10125","9000163","启用","VINNO 3 ","VINNO 3 ",null,"国内","CN",null,1,"SuZhou","-","-","-","-","-","-","-","-","-","-","-","-","-","-","-","-","-","-","-","-","-","-","-","-","-","-","-","-","-","-","-","-","-","-","-","-","-","-","-","-","-","-","-","-","-","-","-","-","-","-","-","-","-","-","-","-","-","-","-","-","-","-","-","-","-","-","-","-","-","-","-","-","-","-","-","-","-","-","-","-","-","-","-","-","-","-","-","-","-","-","-","-","-","-","-","-","-","-","-","-","-","-","-","-","-","-","X","-","-","-","-","-","-","-","-","-","-","-","-","-","-","-","-","-","-","-","-","-","-","-","-","-","-","-","-","-","-"]
["VINNO 3 Pro system CHN主机","V10123","9000161","启用","VINNO 3PRO ","VINNO 3PRO ",null,"国内","CN",null,1,"SuZhou","-","-","-","-","-","-","-","-","-","-","-","-","-","-","-","-","-","-","-","-","-","-","-","-","-","-","-","-","-","-","-","-","-","-","-","-","-","-","-","-","-","-","-","-","-","-","-","-","-","-","-","-","-","-","-","-","-","-","-","-","-","-","-","-","-","-","-","-","-","-","-","-","-","-","-","-","-","-","-","-","-","-","-","-","-","-","-","-","-","-","-","-","-","-","-","-","-","-","-","-","-","-","-","-","-","-","-","X","-","-","-","-","-","-","-","-","-","-","-","-","-","-","-","-","-","-","-","-","-","-","-","-","-","-","-","-","-"]
[{"$nulls":102},"-","-","-","-","-","-",{"$nulls":20},"-"]
["VINNO 5_Vascular Access主机","V10561",9000770,"启用","VINNO 5 ","VINNO 5_Vascular Access main unit",null,"国内","CN",null,1,"SuZhou","-","-","-","-","-","-","-","-","-","-","-","-","-","-","-","-","-","-","-","-","-","-","-","-","-","-","-","-","-","-","-","-","-","-","-","-","-","-","-","-","-","-","-","-","-","-","-","-","-","-","-","-","-","-","-","-","-","-","-","-","-","-","-","-","-","-","-","-","-","-","-","-","-","-","-","-","-","-","-","-","-","-","-","-","-","-","-","-","-","-","-","-","-","-","-","-","-","-","-","-","-","-","-","-","-","-","-","-","-","-","-","-","-","-","-","-","-","-","-","-","-","-","-","-","-","-","-","-","X","-","-","-","-","-","-","-","-"]
["VINNO 5_ICU主机","V10562",9000771,"启用","VINNO 5 ","VINNO 5_ICU main unit",null,"国内","CN",null,1,"SuZhou","-","-","-","-","-","-","-","-","-","-","-","-","-","-","-","-","-","-","-","-","-","-","-","-","-","-","-","-","-","-","-","-","-","-","-","-","-","-","-","-","-","-","-","-","-","-","-","-","-","-","-","-","-","-","-","-","-","-","-","-","-","-","-","-","-","-","-","-","-","-","-","-","-","-","-","-","-","-","-","-","-","-","-","-","-","-","-","-","-","-","-","-","-","-","-","-","-","-","-","-","-","-","-","-","-","-","-","-","-","-","-","-","-","-","-","-","-","-","-","-","-","-","-","-","-","-","-","-","-","X","-","-","-","-","-","-","-"]
["VINNO 5_Emergency主机","V10563",9000772,"启用","VINNO 5 ","VINNO 5_Emergency main unit",null,"国内","CN",null,1,"SuZhou","-","-","-","-","-","-","-","-","-","-","-","-","-","-","-","-","-","-","-","-","-","-","-","-","-","-","-","-","-","-","-","-","-","-","-","-","-","-","-","-","-","-","-","-","-","-","-","-","-","-","-","-","-","-","-","-","-","-","-","-","-","-","-","-","-","-","-","-","-","-","-","-","-","-","-","-","-","-","-","-","-","-","-","-","-","-","-","-","-","-","-","-","-","-","-","-","-","-","-","-","-","-","-","-","-","-","-","-","-","-","-","-","-","-","-","-","-","-","-","-","-","-","-","-","-","-","-","-","-","-","X","-","-","-","-","-","-"]
["VINNO 5_MSK主机","V10564",9000773,"启用","VINNO 5 ","VINNO 5_MSK main unit",null,"国内","CN",null,1,"SuZhou","-","-","-","-","-","-","-","-","-","-","-","-","-","-","-","-","-","-","-","-","-","-","-","-","-","-","-","-","-","-","-","-","-","-","-","-","-","-","-","-","-","-","-","-","-","-","-","-","-","-","-","-","-","-","-","-","-","-","-","-","-","-","-","-","-","-","-","-","-","-","-","-","-","-","-","-","-","-","-","-","-","-","-","-","-","-","-","-","-","-","-","-","-","-","-","-","-","-","-","-","-","-","-","-","-","-","-","-","-","-","-","-","-","-","-","-","-","-","-","-","-","-","-","-","-","-","-","-","-","-","-","X","-","-","-","-","-"]
["VINNO 5_Anesthesia主机","V10565",9000774,"启用","VINNO 5 ","VINNO 5_Anesthesia main unit",null,"国内","CN",null,1,"SuZhou","-","-","-","-","-","-","-","-","-","-","-","-","-","-","-","-","-","-","-","-","-","-","-","-","-","-","-","-","-","-","-","-","-","-","-","-","-","-","-","-","-","-","-","-","-","-","-","-","-","-","-","-","-","-","-","-","-","-","-","-","-","-","-","-","-","-","-","-","-","-","-","-","-","-","-","-","-","-","-","-","-","-","-","-","-","-","-","-","-","-","-","-","-","-","-","-","-","-","-","-","-","-","-","-","-","-","-","-","-","-","-","-","-","-","-","-","-","-","-","-","-","-","-","-","-","-","-","-","-","-","-","-","X","-","-","-","-"]
["VINNO 6_Vascular Access主机","V10566",9000775,"启用","VINNO 6","VINNO 6_Vascular Access main unit",null,"国内","CN",null,1,"SuZhou","-","-","-","-","-","-","-","-","-","-","-","-","-","-","-","-","-","-","-","-","-","-","-","-","-","-","-","-","-","-","-","-","-","-","-","-","-","-","-","-","-","-","-","-","-","-","-","-","-","-","-","-","-","-","-","-","-","-","-","-","-","-","-","-","-","-","-","-","-","-","-","-","-","-","-","-","-","-","-","-","-","-","-","-","-","-","-","-","-","-","-","-","-","-","-","-","-","-","-","-","-","-","-","-","-","-","-","-","-","-","-","-","-","-","-","-","-","-","-","-","-","-","-","X","-","-","-","-","-","-","-","-","-","-","-","-","-"]
["VINNO 6_ICU主机","V10567",9000776,"启用","VINNO 6","VINNO 6_ICU main unit",null,"国内","CN",null,1,"SuZhou","-","-","-","-","-","-","-","-","-","-","-","-","-","-","-","-","-","-","-","-","-","-","-","-","-","-","-","-","-","-","-","-","-","-","-","-","-","-","-","-","-","-","-","-","-","-","-","-","-","-","-","-","-","-","-","-","-","-","-","-","-","-","-","-","-","-","-","-","-","-","-","-","-","-","-","-","-","-","-","-","-","-","-","-","-","-","-","-","-","-","-","-","-","-","-","-","-","-","-","-","-","-","-","-","-","-","-","-","-","-","-","-","-","-","-","-","-","-","-","-","-","-","-","-","X","-","-","-","-","-","-","-","-","-","-","-","-"]
["VINNO 6_Emergency主机","V10568",9000777,"启用","VINNO 6","VINNO 6_Emergency main unit",null,"国内","CN",null,1,"SuZhou","-","-","-","-","-","-","-","-","-","-","-","-","-","-","-","-","-","-","-","-","-","-","-","-","-","-","-","-","-","-","-","-","-","-","-","-","-","-","-","-","-","-","-","-","-","-","-","-","-","-","-","-","-","-","-","-","-","-","-","-","-","-","-","-","-","-","-","-","-","-","-","-","-","-","-","-","-","-","-","-","-","-","-","-","-","-","-","-","-","-","-","-","-","-","-","-","-","-","-","-","-","-","-","-","-","-","-","-","-","-","-","-","-","-","-","-","-","-","-","-","-","-","-","-","-","X","-","-","-","-","-","-","-","-","-","-","-"]
["VINNO 6_MSK主机","V10569",9000778,"启用","VINNO 6","VINNO 6_MSK main unit",null,"国内","CN",null,1,"SuZhou","-","-","-","-","-","-","-","-","-","-","-","-","-","-","-","-","-","-","-","-","-","-","-","-","-","-","-","-","-","-","-","-","-","-","-","-","-","-","-","-","-","-","-","-","-","-","-","-","-","-","-","-","-","-","-","-","-","-","-","-","-","-","-","-","-","-","-","-","-","-","-","-","-","-","-","-","-","-","-","-","-","-","-","-","-","-","-","-","-","-","-","-","-","-","-","-","-","-","-","-","-","-","-","-","-","-","-","-","-","-","-","-","-","-","-","-","-","-","-","-","-","-","-","-","-","-","X","-","-","-","-","-","-","-","-","-","-"]
["VINNO 6_Anesthesia主机","V10570",9000779,"启用","VINNO 6","VINNO 6_Anesthesia main unit",null,"国内","CN",null,1,"SuZhou","-","-","-","-","-","-","-","-","-","-","-","-","-","-","-","-","-","-","-","-","-","-","-","-","-","-","-","-","-","-","-","-","-","-","-","-","-","-","-","-","-","-","-","-","-","-","-","-","-","-","-","-","-","-","-","-","-","-","-","-","-","-","-","-","-","-","-","-","-","-","-","-","-","-","-","-","-","-","-","-","-","-","-","-","-","-","-","-","-","-","-","-","-","-","-","-","-","-","-","-","-","-","-","-","-","-","-","-","-","-","-","-","-","-","-","-","-","-","-","-","-","-","-","-","-","-","-","X","-","-","-","-","-","-","-","-","-"]
["VINNO 8_Vascular Access主机","V10571",9000780,"启用","VINNO 8","VINNO 8_Vascular Access main unit",null,"国内","CN",null,1,"SuZhou","-","-","-","-","-","-","-","-","-","-","-","-","-","-","-","-","-","-","-","-","-","-","-","-","-","-","-","-","-","-","-","-","-","-","-","-","-","-","-","-","-","-","-","-","-","-","-","-","-","-","-","-","-","-","-","-","-","-","-","-","-","-","-","-","-","-","-","-","-","-","-","-","-","-","-","-","-","-","-","-","-","-","-","-","-","-","-","-","-","-","-","-","-","-","-","-","-","-","-","-","-","-","-","-","-","-","-","-","-","-","-","-","-","-","-","-","-","-","X","-","-","-","-","-","-","-","-","-","-","-","-","-","-","-","-","-","-"]
["VINNO 8_ICU主机","V10572",9000781,"启用","VINNO 8","VINNO 8_ICU main unit",null,"国内","CN",null,1,"SuZhou","-","-","-","-","-","-","-","-","-","-","-","-","-","-","-","-","-","-","-","-","-","-","-","-","-","-","-","-","-","-","-","-","-","-","-","-","-","-","-","-","-","-","-","-","-","-","-","-","-","-","-","-","-","-","-","-","-","-","-","-","-","-","-","-","-","-","-","-","-","-","-","-","-","-","-","-","-","-","-","-","-","-","-","-","-","-","-","-","-","-","-","-","-","-","-","-","-","-","-","-","-","-","-","-","-","-","-","-","-","-","-","-","-","-","-","-","-","-","-","X","-","-","-","-","-","-","-","-","-","-","-","-","-","-","-","-","-"]
["VINNO 8_Emergency主机","V10573",9000782,"启用","VINNO 8","VINNO 8_Emergency main unit",null,"国内","CN",null,1,"SuZhou","-","-","-","-","-","-","-","-","-","-","-","-","-","-","-","-","-","-","-","-","-","-","-","-","-","-","-","-","-","-","-","-","-","-","-","-","-","-","-","-","-","-","-","-","-","-","-","-","-","-","-","-","-","-","-","-","-","-","-","-","-","-","-","-","-","-","-","-","-","-","-","-","-","-","-","-","-","-","-","-","-","-","-","-","-","-","-","-","-","-","-","-","-","-","-","-","-","-","-","-","-","-","-","-","-","-","-","-","-","-","-","-","-","-","-","-","-","-","-","-","X","-","-","-","-","-","-","-","-","-","-","-","-","-","-","-","-"]
["VINNO 8_MSK主机","V10574",9000783,"启用","VINNO 8","VINNO 8_MSK main unit",null,"国内","CN",null,1,"SuZhou","-","-","-","-","-","-","-","-","-","-","-","-","-","-","-","-","-","-","-","-","-","-","-","-","-","-","-","-","-","-","-","-","-","-","-","-","-","-","-","-","-","-","-","-","-","-","-","-","-","-","-","-","-","-","-","-","-","-","-","-","-","-","-","-","-","-","-","-","-","-","-","-","-","-","-","-","-","-","-","-","-","-","-","-","-","-","-","-","-","-","-","-","-","-","-","-","-","-","-","-","-","-","-","-","-","-","-","-","-","-","-","-","-","-","-","-","-","-","-","-","-","X","-","-","-","-","-","-","-","-","-","-","-","-","-","-","-"]
["VINNO 8_Anesthesia主机","V10575",9000784,"启用","VINNO 8","VINNO 8_Anesthesia main unit",null,"国内","CN",null,1,"SuZhou","-","-","-","-","-","-","-","-","-","-","-","-","-","-","-","-","-","-","-","-","-","-","-","-","-","-","-","-","-","-","-","-","-","-","-","-","-","-","-","-","-","-","-","-","-","-","-","-","-","-","-","-","-","-","-","-","-","-","-","-","-","-","-","-","-","-","-","-","-","-","-","-","-","-","-","-","-","-","-","-","-","-","-","-","-","-","-","-","-","-","-","-","-","-","-","-","-","-","-","-","-","-","-","-","-","-","-","-","-","-","-","-","-","-","-","-","-","-","-","-","-","-","X","-","-","-","-","-","-","-","-","-","-","-","-","-","-"]
["VINNO 8 POC主机","V10922","9001075","未发布","VINNO 8","VINNO 8_POC main unit",null,"国内","CN",null,1,"SuZhou","-","-","-","-","-","-","-","-","-","-","-","-","-","-","-","-","-","-","-","-","-","-","-","-","-","-","-","-","-","-","-","-","-","-","-","-","-","-","-","-","-","-","-","-","-","-","-","-","-","-","-","-","-","-","-","-","-","-","-","-","-","-","-","-","-","-","-","-","-","-","-","-","-","-","-","-","-","-","-","-","-","-","-","-","-","-","-","-","-","-","-","-","-","-","-","-","-","-","-","-","-","-","-","-","-","-","-","-","-","-","-","-","-","-","-","-","-","-","-","-","-","-","-","-","-","-","-","-","-","-","-","-","-","X","-","-","-"]
["VINNO 6 POC主机","V10921","9001074","未发布","VINNO 6","VINNO 6_POC main unit",null,"国内","CN",null,1,"SuZhou","-","-","-","-","-","-","-","-","-","-","-","-","-","-","-","-","-","-","-","-","-","-","-","-","-","-","-","-","-","-","-","-","-","-","-","-","-","-","-","-","-","-","-","-","-","-","-","-","-","-","-","-","-","-","-","-","-","-","-","-","-","-","-","-","-","-","-","-","-","-","-","-","-","-","-","-","-","-","-","-","-","-","-","-","-","-","-","-","-","-","-","-","-","-","-","-","-","-","-","-","-","-","-","-","-","-","-","-","-","-","-","-","-","-","-","-","-","-","-","-","-","-","-","-","-","-","-","-","-","-","-","-","-","-","X","-","-"]
["VINNO 5 Exp POC主机","V10920","9001073","未发布","VINNO 5EXP","VINNO 5 EXP_POC main unit",null,"国内","CN",null,1,"SuZhou","-","-","-","-","-","-","-","-","-","-","-","-","-","-","-","-","-","-","-","-","-","-","-","-","-","-","-","-","-","-","-","-","-","-","-","-","-","-","-","-","-","-","-","-","-","-","-","-","-","-","-","-","-","-","-","-","-","-","-","-","-","-","-","-","-","-","-","-","-","-","-","-","-","-","-","-","-","-","-","-","-","-","-","-","-","-","-","-","-","-","-","-","-","-","-","-","-","-","-","-","-","-","-","-","-","-","-","-","-","-","-","-","-","-","-","-","-","-","-","-","-","-","-","-","-","-","-","-","-","-","-","-","-","-","-","X","-"]
["VINNO 3 EXP 麻醉主机","V10919","9001072","未发布可有限接单","VINNO 3EXP","VINNO 3 EXP_Anesthesia main unit",null,"国内","CN",null,1,"SuZhou","-","-","-","-","-","-","-","-","-","-","-","-","-","-","-","-","-","-","-","-","-","-","-","-","-","-","-","-","-","-","-","-","-","-","-","-","-","-","-","-","-","-","-","-","-","-","-","-","-","-","-","-","-","-","-","-","-","-","-","-","-","-","-","-","-","-","-","-","-","-","-","-","-","-","-","-","-","-","-","-","-","-","-","-","-","-","-","-","-","-","-","-","-","-","-","-","-","-","-","-","-","-","-","-","-","-","-","-","-","-","-","-","-","-","-","-","-","-","-","-","-","-","-","-","-","-","-","-","-","-","-","-","-","-","-","-","X"]
[{"$nulls":128},"-"]
["VINNO9-CHN主机-CS","V10670",9000871,"启用","VINNO9","VINNO9",null,"国内","CN",null,1,"ChangSha","-","-","-","-","-","-","-","-","-","-","-","-","-","-","-","-","-","-","-","-","-","-","-","-","-","-","-","-","-","-","-","-","-","-","-","-","-","-","-","-","-","-","-","-","-","-","-","-","-","-","-","-","-","-","-","-","-","-","-","-","-","-","-","-","-","-","-","-","-","-","-","-","-","-","-","-","-","-","-","-","-","-","-","-","-","-","-","-","-","-","-","-","-","X","-","-","-","-","-","-","-","-","-","-","-","-","-","-","-","-","-","-","-","-","-","-","-","-","-","-","-","-","-","-","-","-","-","-","-","-","-","-","-","-","-","-","-"]
["VINNO9E-CHN主机-CS","V10671",9000872,"未发布","VINNO9E","VINNO9E",null,"国内","CN",null,1,"ChangSha","-","-","-","-","-","-","-","-","-","-","-","-","-","-","-","-","-","-","-","-","-","-","-","-","-","-","-","-","-","-","-","-","-","-","-","-","-","-","-","-","-","-","-","-","-","-","-","-","-","-","-","-","-","-","-","-","-","-","-","-","-","-","-","-","-","-","-","-","-","-","-","-","-","-","-","-","-","-","-","-","-","-","-","-","-","-","-","-","-","-","-","-","-","-","X","-","-","-","-","-","-","-","-","-","-","-","-","-","-","-","-","-","-","-","-","-","-","-","-","-","-","-","-","-","-","-","-","-","-","-","-","-","-","-","-","-","-"]
["VINNO9P-CHN主机-CS","V10672",9000873,"启用","VINNO9P","VINNO9P",null,"国内","CN",null,1,"ChangSha","-","-","-","-","-","-","-","-","-","-","-","-","-","-","-","-","-","-","-","-","-","-","-","-","-","-","-","-","-","-","-","-","-","-","-","-","-","-","-","-","-","-","-","-","-","-","-","-","-","-","-","-","-","-","-","-","-","-","-","-","-","-","-","-","-","-","-","-","-","-","-","-","-","-","-","-","-","-","-","-","-","-","-","-","-","-","-","-","-","-","-","-","-","-","-","X","-","-","-","-","-","-","-","-","-","-","-","-","-","-","-","-","-","-","-","-","-","-","-","-","-","-","-","-","-","-","-","-","-","-","-","-","-","-","-","-","-"]
["VINNO10-CHN主机-CS","V10673",9000874,"启用","VINNO10","VINNO10",null,"国内","CN",null,1,"ChangSha","-","-","-","-","-","-","-","-","-","-","-","-","-","-","-","-","-","-","-","-","-","-","-","-","-","-","-","-","-","-","-","-","-","-","-","-","-","-","-","-","-","-","-","-","-","-","-","-","-","-","-","-","-","-","-","-","-","-","-","-","-","-","-","-","-","-","-","-","-","-","-","-","-","-","-","-","-","-","-","-","-","-","-","-","-","-","-","-","-","-","X","-","-","-","-","-","-","-","-","-","-","-","-","-","-","-","-","-","-","-","-","-","-","-","-","-","-","-","-","-","-","-","-","-","-","-","-","-","-","-","-","-","-","-","-","-","-"]
["VINNO10E-CHN主机-CS","V10674",9000875,"未发布","VINNO10E","VINNO10E",null,"国内","CN",null,1,"ChangSha","-","-","-","-","-","-","-","-","-","-","-","-","-","-","-","-","-","-","-","-","-","-","-","-","-","-","-","-","-","-","-","-","-","-","-","-","-","-","-","-","-","-","-","-","-","-","-","-","-","-","-","-","-","-","-","-","-","-","-","-","-","-","-","-","-","-","-","-","-","-","-","-","-","-","-","-","-","-","-","-","-","-","-","-","-","-","-","-","-","-","-","X","-","-","-","-","-","-","-","-","-","-","-","-","-","-","-","-","-","-","-","-","-","-","-","-","-","-","-","-","-","-","-","-","-","-","-","-","-","-","-","-","-","-","-","-","-"]
["VINNO10P-CHN主机-CS","V10675","9000876","启用","VINNO10P","VINNO10P",null,"国内","CN",null,1,"ChangSha","-","-","-","-","-","-","-","-","-","-","-","-","-","-","-","-","-","-","-","-","-","-","-","-","-","-","-","-","-","-","-","-","-","-","-","-","-","-","-","-","-","-","-","-","-","-","-","-","-","-","-","-","-","-","-","-","-","-","-","-","-","-","-","-","-","-","-","-","-","-","-","-","-","-","-","-","-","-","-","-","-","-","-","-","-","-","-","-","-","-","-","-","X","-","-","-","-","-","-","-","-","-","-","-","-","-","-","-","-","-","-","-","-","-","-","-","-","-","-","-","-","-","-","-","-","-","-","-","-","-","-","-","-","-","-","-","-"]
["CA主机套件-CS","V30771","2000361","启用","CA主机套件-CS","V10 series-CS",null,"国内","CN",null,1,"SuZhou","-","-","-","-","-","-","X","-","-","-","-","-","-","-","-","-","-","-","-","-","-","-","-","-","-","-","-","-","-","-","-","-","-","-","-","-","-","-","-","-","-","-","-","-","-","-","-","-","-","-","-","-","-","-","-","-","-","-","-","-","-","-","-","-","-","-","-","-","-","-","-","-","-","-","-","-","-","-","-","-","-","-","-","-","-","-","-","-","-","-","-","-","-","-","-","-","-","-","-","-","-","-","-","-","-","-","-","-","-","-","-","-","-","-","-","-","-","-","-","-","-","-","-","-","-","-","-","-","-","-","-","-","-","-","-","-","-"]
[]
["VINNO9-CHN主机","V10608","9000844 ","启用","VINNO9","VINNO9",null,"国内","CN",null,1,"SuZhou","-","-","-","-","-","-","-","-","-","-","-","-","-","-","-","-","-","-","-","-","-","-","-","-","-","-","-","-","-","-","-","-","-","-","-","-","-","-","-","-","-","-","-","-","-","-","-","-","-","-","-","-","-","-","-","-","-","-","-","-","-","-","-","-","-","-","-","-","-","-","-","-","-","-","-","-","-","-","-","-","-","-","-","-","-","-","-","-","-","-","-","-","-","X","-","-","-","-","-","-","-","-","-","-","-","-","-","-","-","-","-","-","-","-","-","-","-","-","-","-","-","-","-","-","-","-","-","-","-","-","-","-","-","-","-","-","-"]
["VINNO9E-CHN主机 ","V10610","9000846","未发布","VINNO9E","VINNO9E",null,"国内","CN",null,1,"SuZhou","-","-","-","-","-","-","-","-","-","-","-","-","-","-","-","-","-","-","-","-","-","-","-","-","-","-","-","-","-","-","-","-","-","-","-","-","-","-","-","-","-","-","-","-","-","-","-","-","-","-","-","-","-","-","-","-","-","-","-","-","-","-","-","-","-","-","-","-","-","-","-","-","-","-","-","-","-","-","-","-","-","-","-","-","-","-","-","-","-","-","-","-","-","-","X","-","-","-","-","-","-","-","-","-","-","-","-","-","-","-","-","-","-","-","-","-","-","-","-","-","-","-","-","-","-","-","-","-","-","-","-","-","-","-","-","-","-"]
["VINNO9P-CHN主机   ","V10612","9000848","启用","VINNO9P","VINNO9P",null,"国内","CN",null,1,"SuZhou","-","-","-","-","-","-","-","-","-","-","-","-","-","-","-","-","-","-","-","-","-","-","-","-","-","-","-","-","-","-","-","-","-","-","-","-","-","-","-","-","-","-","-","-","-","-","-","-","-","-","-","-","-","-","-","-","-","-","-","-","-","-","-","-","-","-","-","-","-","-","-","-","-","-","-","-","-","-","-","-","-","-","-","-","-","-","-","-","-","-","-","-","-","-","-","X","-","-","-","-","-","-","-","-","-","-","-","-","-","-","-","-","-","-","-","-","-","-","-","-","-","-","-","-","-","-","-","-","-","-","-","-","-","-","-","-","-"]
["VINNO10-CHN主机   ","V10614","9000850  ","启用","VINNO10","VINNO10",null,"国内","CN",null,1,"SuZhou","-","-","-","-","-","-","-","-","-","-","-","-","-","-","-","-","-","-","-","-","-","-","-","-","-","-","-","-","-","-","-","-","-","-","-","-","-","-","-","-","-","-","-","-","-","-","-","-","-","-","-","-","-","-","-","-","-","-","-","-","-","-","-","-","-","-","-","-","-","-","-","-","-","-","-","-","-","-","-","-","-","-","-","-","-","-","-","-","-","-","X","-","-","-","-","-","-","-","-","-","-","-","-","-","-","-","-","-","-","-","-","-","-","-","-","-","-","-","-","-","-","-","-","-","-","-","-","-","-","-","-","-","-","-","-","-","-"]
["VINNO10E-CHN主机 "," V10616","9000852  ","未发布","VINNO10E","VINNO10E",null,"国内","CN",null,1,"SuZhou","-","-","-","-","-","-","-","-","-","-","-","-","-","-","-","-","-","-","-","-","-","-","-","-","-","-","-","-","-","-","-","-","-","-","-","-","-","-","-","-","-","-","-","-","-","-","-","-","-","-","-","-","-","-","-","-","-","-","-","-","-","-","-","-","-","-","-","-","-","-","-","-","-","-","-","-","-","-","-","-","-","-","-","-","-","-","-","-","-","-","-","X","-","-","-","-","-","-","-","-","-","-","-","-","-","-","-","-","-","-","-","-","-","-","-","-","-","-","-","-","-","-","-","-","-","-","-","-","-","-","-","-","-","-","-","-","-"]
["VINNO10P-CHN主机  ","V10618","9000854  ","启用","VINNO10P","VINNO10P",null,"国内","CN",null,1,"SuZhou","-","-","-","-","-","-","-","-","-","-","-","-","-","-","-","-","-","-","-","-","-","-","-","-","-","-","-","-","-","-","-","-","-","-","-","-","-","-","-","-","-","-","-","-","-","-","-","-","-","-","-","-","-","-","-","-","-","-","-","-","-","-","-","-","-","-","-","-","-","-","-","-","-","-","-","-","-","-","-","-","-","-","-","-","-","-","-","-","-","-","-","-","X","-","-","-","-","-","-","-","-","-","-","-","-","-","-","-","-","-","-","-","-","-","-","-","-","-","-","-","-","-","-","-","-","-","-","-","-","-","-","-","-","-","-","-","-"]
[]
["VINNO R750-5P-23.8-15.6 CHN主机-CS ","V10457",9000662,"未发布","VINNO R750 ","VINNO R750-5P-23.8-15.6 CHN-CS ",null,"国内","CN",null,1,"ChangSha","-","-","-","-","-","-","-","-","-","-","-","-","-","-","-","-","-","-","-","-","-","-","-","-","-","-","-","-","-","-","-","-","-","-","-","-","-","-","-","-","-","-","X","-","-","-","-","-","-","-","-","-","-","-","-","-","-","-","-","-","-","-","-","-","-","-","-","-","-","-","-","-","-","-","-","-","-","-","-","-","-","-","-","-","-","-","-","-","-","-","-","-","-","-","-","-","-","-","-","-","-","-","-","-","-","-","-","-","-","-","-","-","-","-","-","-","-","-","-","-","-","-","-","-","-","-","-","-","-","-","-","-","-","-","-","-","-"]
["VINNO R730-5P-23.8-15.6 CHN主机-CS","V10455",9000660,"未发布可有限接单","VINNO R730 ","VINNO R730-5P-23.8-15.6 CHN-CS",null,"国内","CN",null,1,"ChangSha","-","-","-","-","-","-","-","-","-","-","-","-","-","-","-","-","-","-","-","-","-","-","-","-","-","-","-","-","-","-","-","-","-","-","-","-","-","-","-","-","-","-","-","X","-","-","-","-","-","-","-","-","-","-","-","-","-","-","-","-","-","-","-","-","-","-","-","-","-","-","-","-","-","-","-","-","-","-","-","-","-","-","-","-","-","-","-","-","-","-","-","-","-","-","-","-","-","-","-","-","-","-","-","-","-","-","-","-","-","-","-","-","-","-","-","-","-","-","-","-","-","-","-","-","-","-","-","-","-","-","-","-","-","-","-","-","-"]
["VINNO R710-5P-23.8-15.6 CHN主机-CS","V10451",9000656,"未发布","VINNO R710 ","VINNO R710-5P-23.8-15.6 CHN-CS",null,"国内","CN",null,1,"ChangSha","-","-","-","-","-","-","-","-","-","-","-","-","-","-","-","-","-","-","-","-","-","-","-","-","-","-","-","-","-","-","-","-","-","-","-","-","-","-","-","-","-","-","-","-","X","-","-","-","-","-","-","-","-","-","-","-","-","-","-","-","-","-","-","-","-","-","-","-","-","-","-","-","-","-","-","-","-","-","-","-","-","-","-","-","-","-","-","-","-","-","-","-","-","-","-","-","-","-","-","-","-","-","-","-","-","-","-","-","-","-","-","-","-","-","-","-","-","-","-","-","-","-","-","-","-","-","-","-","-","-","-","-","-","-","-","-","-"]
["VINNO R700-5P-23.8-15.6 CHN主机-CS","V10463",9000859,"未发布可有限接单","VINNO R700 ","VINNO R700-5P-23.8-15.6 CHN-CS",null,"国内","CN",null,1,"ChangSha","-","-","-","-","-","-","-","-","-","-","-","-","-","-","-","-","-","-","-","-","-","-","-","-","-","-","-","-","-","-","-","-","-","-","-","-","-","-","-","-","-","-","-","-","-","X","-","-","-","-","-","-","-","-","-","-","-","-","-","-","-","-","-","-","-","-","-","-","-","-","-","-","-","-","-","-","-","-","-","-","-","-","-","-","-","-","-","-","-","-","-","-","-","-","-","-","-","-","-","-","-","-","-","-","-","-","-","-","-","-","-","-","-","-","-","-","-","-","-","-","-","-","-","-","-","-","-","-","-","-","-","-","-","-","-","-","-"]
["VINNO R650-4P-21.5-13.3 CHN主机-CS","V10445",9000650,"未发布","VINNO R650 ","VINNO R650-4P-21.5-13.3 CHN-CS",null,"国内","CN",null,1,"ChangSha","-","-","-","-","-","-","-","-","-","-","-","-","-","-","-","-","-","-","-","-","-","-","-","-","-","-","-","-","-","-","-","-","-","-","-","-","-","-","-","-","-","-","-","-","-","-","X","-","-","-","-","-","-","-","-","-","-","-","-","-","-","-","-","-","-","-","-","-","-","-","-","-","-","-","-","-","-","-","-","-","-","-","-","-","-","-","-","-","-","-","-","-","-","-","-","-","-","-","-","-","-","-","-","-","-","-","-","-","-","-","-","-","-","-","-","-","-","-","-","-","-","-","-","-","-","-","-","-","-","-","-","-","-","-","-","-","-"]
["VINNO R630-4P-21.5-13.3 CHN主机-CS","V10443",9000648,"未发布","VINNO R630 ","VINNO R630-4P-21.5-13.3 CHN-CS",null,"国内","CN",null,1,"ChangSha","-","-","-","-","-","-","-","-","-","-","-","-","-","-","-","-","-","-","-","-","-","-","-","-","-","-","-","-","-","-","-","-","-","-","-","-","-","-","-","-","-","-","-","-","-","-","-","X","-","-","-","-","-","-","-","-","-","-","-","-","-","-","-","-","-","-","-","-","-","-","-","-","-","-","-","-","-","-","-","-","-","-","-","-","-","-","-","-","-","-","-","-","-","-","-","-","-","-","-","-","-","-","-","-","-","-","-","-","-","-","-","-","-","-","-","-","-","-","-","-","-","-","-","-","-","-","-","-","-","-","-","-","-","-","-","-","-"]
["VINNO R610-4P-21.5-13.3 CHN主机-CS","V10439",9000644,"未发布","VINNO R610 ","VINNO R610-4P-21.5-13.3 CHN-CS",null,"国内","CN",null,1,"ChangSha","-","-","-","-","-","-","-","-","-","-","-","-","-","-","-","-","-","-","-","-","-","-","-","-","-","-","-","-","-","-","-","-","-","-","-","-","-","-","-","-","-","-","-","-","-","-","-","-","X","-","-","-","-","-","-","-","-","-","-","-","-","-","-","-","-","-","-","-","-","-","-","-","-","-","-","-","-","-","-","-","-","-","-","-","-","-","-","-","-","-","-","-","-","-","-","-","-","-","-","-","-","-","-","-","-","-","-","-","-","-","-","-","-","-","-","-","-","-","-","-","-","-","-","-","-","-","-","-","-","-","-","-","-","-","-","-","-"]
["VINNO R600-4P-21.5-13.3 CHN主机-CS","V10437",9000858,"未发布","VINNO R600 ","VINNO R600-4P-21.5-13.3 CHN-CS",null,"国内","CN",null,1,"ChangSha","-","-","-","-","-","-","-","-","-","-","-","-","-","-","-","-","-","-","-","-","-","-","-","-","-","-","-","-","-","-","-","-","-","-","-","-","-","-","-","-","-","-","-","-","-","-","-","-","-","X","-","-","-","-","-","-","-","-","-","-","-","-","-","-","-","-","-","-","-","-","-","-","-","-","-","-","-","-","-","-","-","-","-","-","-","-","-","-","-","-","-","-","-","-","-","-","-","-","-","-","-","-","-","-","-","-","-","-","-","-","-","-","-","-","-","-","-","-","-","-","-","-","-","-","-","-","-","-","-","-","-","-","-","-","-","-","-"]
["VINNO R570-5P-23.8-13.3 CHN主机-CS","V10433",9000638,"未发布","VINNO R570 ","VINNO R570-5P-23.8-13.3 CHN-CS",null,"国内","CN",null,1,"ChangSha","-","-","-","-","-","-","-","-","-","-","-","-","-","-","-","-","-","-","-","-","-","-","-","-","-","-","-","-","-","-","-","-","-","-","-","-","-","-","-","-","-","-","-","-","-","-","-","-","-","-","X","-","-","-","-","-","-","-","-","-","-","-","-","-","-","-","-","-","-","-","-","-","-","-","-","-","-","-","-","-","-","-","-","-","-","-","-","-","-","-","-","-","-","-","-","-","-","-","-","-","-","-","-","-","-","-","-","-","-","-","-","-","-","-","-","-","-","-","-","-","-","-","-","-","-","-","-","-","-","-","-","-","-","-","-","-","-"]
[" VINNO R550-5P-23.8-13.3 CHN主机-CS","V10429",9000634,"未发布","VINNO R550 "," VINNO R550-5P-23.8-13.3 CHN-CS",null,"国内","CN",null,1,"ChangSha","-","-","-","-","-","-","-","-","-","-","-","-","-","-","-","-","-","-","-","-","-","-","-","-","-","-","-","-","-","-","-","-","-","-","-","-","-","-","-","-","-","-","-","-","-","-","-","-","-","-","-","X","-","-","-","-","-","-","-","-","-","-","-","-","-","-","-","-","-","-","-","-","-","-","-","-","-","-","-","-","-","-","-","-","-","-","-","-","-","-","-","-","-","-","-","-","-","-","-","-","-","-","-","-","-","-","-","-","-","-","-","-","-","-","-","-","-","-","-","-","-","-","-","-","-","-","-","-","-","-","-","-","-","-","-","-","-"]
["VINNO R530-5P-23.8-15.6 CHN主机-CS","V10427",9000632,"启用","VINNO R530 ","VINNO R530-5P-23.8-15.6 CHN-CS",null,"国内","CN",null,1,"ChangSha","-","-","-","-","-","-","-","-","-","-","-","-","-","-","-","-","-","-","-","-","-","-","-","-","-","-","-","-","-","-","-","-","-","-","-","-","-","-","-","-","-","-","-","-","-","-","-","-","-","-","-","-","X","-","-","-","-","-","-","-","-","-","-","-","-","-","-","-","-","-","-","-","-","-","-","-","-","-","-","-","-","-","-","-","-","-","-","-","-","-","-","-","-","-","-","-","-","-","-","-","-","-","-","-","-","-","-","-","-","-","-","-","-","-","-","-","-","-","-","-","-","-","-","-","-","-","-","-","-","-","-","-","-","-","-","-","-"]
["VINNO R510-5P-23.8-15.6 CHN主机-CS","V10423",9000628,"启用","VINNO R510 ","VINNO R510-5P-23.8-15.6 CHN-CS",null,"国内","CN",null,1,"ChangSha","-","-","-","-","-","-","-","-","-","-","-","-","-","-","-","-","-","-","-","-","-","-","-","-","-","-","-","-","-","-","-","-","-","-","-","-","-","-","-","-","-","-","-","-","-","-","-","-","-","-","-","-","-","X","-","-","-","-","-","-","-","-","-","-","-","-","-","-","-","-","-","-","-","-","-","-","-","-","-","-","-","-","-","-","-","-","-","-","-","-","-","-","-","-","-","-","-","-","-","-","-","-","-","-","-","-","-","-","-","-","-","-","-","-","-","-","-","-","-","-","-","-","-","-","-","-","-","-","-","-","-","-","-","-","-","-","-"]
["VINNO R500-5P-23.8-13.3 CHN主机-CS","V10421",9000857,"启用","VINNO R500 ","VINNO R500-5P-23.8-13.3 CHN-CS",null,"国内","CN",null,1,"ChangSha","-","-","-","-","-","-","-","-","-","-","-","-","-","-","-","-","-","-","-","-","-","-","-","-","-","-","-","-","-","-","-","-","-","-","-","-","-","-","-","-","-","-","-","-","-","-","-","-","-","-","-","-","-","-","X","-","-","-","-","-","-","-","-","-","-","-","-","-","-","-","-","-","-","-","-","-","-","-","-","-","-","-","-","-","-","-","-","-","-","-","-","-","-","-","-","-","-","-","-","-","-","-","-","-","-","-","-","-","-","-","-","-","-","-","-","-","-","-","-","-","-","-","-","-","-","-","-","-","-","-","-","-","-","-","-","-","-"]
["VINNO R370-4P-21.5-13.3 CHN主机-CS","V10417",9000622,"未发布","VINNO R370 ","VINNO R370-4P-21.5-13.3 CHN-CS",null,"国内","CN",null,1,"ChangSha","-","-","-","-","-","-","-","-","-","-","-","-","-","-","-","-","-","-","-","-","-","-","-","-","-","-","-","-","-","-","-","-","-","-","-","-","-","-","-","-","-","-","-","-","-","-","-","-","-","-","-","-","-","-","-","X","-","-","-","-","-","-","-","-","-","-","-","-","-","-","-","-","-","-","-","-","-","-","-","-","-","-","-","-","-","-","-","-","-","-","-","-","-","-","-","-","-","-","-","-","-","-","-","-","-","-","-","-","-","-","-","-","-","-","-","-","-","-","-","-","-","-","-","-","-","-","-","-","-","-","-","-","-","-","-","-","-"]
["VINNO R350-4P-21.5-15.6 CHN主机-CS","V10413",9000618,"启用","VINNO R350 ","VINNO R350-4P-21.5-15.6 CHN-CS",null,"国内","CN",null,1,"ChangSha","-","-","-","-","-","-","-","-","-","-","-","-","-","-","-","-","-","-","-","-","-","-","-","-","-","-","-","-","-","-","-","-","-","-","-","-","-","-","-","-","-","-","-","-","-","-","-","-","-","-","-","-","-","-","-","-","X","-","-","-","-","-","-","-","-","-","-","-","-","-","-","-","-","-","-","-","-","-","-","-","-","-","-","-","-","-","-","-","-","-","-","-","-","-","-","-","-","-","-","-","-","-","-","-","-","-","-","-","-","-","-","-","-","-","-","-","-","-","-","-","-","-","-","-","-","-","-","-","-","-","-","-","-","-","-","-","-"]
[" VINNO R330-4P-21.5-15.6CHN主机-CS","V10411",9000616,"启用"," VINNO R330 "," VINNO R330-4P-21.5-15.6 CHN-CS",null,"国内","CN",null,1,"ChangSha","-","-","-","-","-","-","-","-","-","-","-","-","-","-","-","-","-","-","-","-","-","-","-","-","-","-","-","-","-","-","-","-","-","-","-","-","-","-","-","-","-","-","-","-","-","-","-","-","-","-","-","-","-","-","-","-","-","X","-","-","-","-","-","-","-","-","-","-","-","-","-","-","-","-","-","-","-","-","-","-","-","-","-","-","-","-","-","-","-","-","-","-","-","-","-","-","-","-","-","-","-","-","-","-","-","-","-","-","-","-","-","-","-","-","-","-","-","-","-","-","-","-","-","-","-","-","-","-","-","-","-","-","-","-","-","-","-"]
["VINNO R310-4P-21.5-15.6 CHN主机-CS","V10407",9000612,"启用","VINNO R310 ","VINNO R310-4P-21.5-15.6 CHN-CS",null,"国内","CN",null,1,"ChangSha","-","-","-","-","-","-","-","-","-","-","-","-","-","-","-","-","-","-","-","-","-","-","-","-","-","-","-","-","-","-","-","-","-","-","-","-","-","-","-","-","-","-","-","-","-","-","-","-","-","-","-","-","-","-","-","-","-","-","X","-","-","-","-","-","-","-","-","-","-","-","-","-","-","-","-","-","-","-","-","-","-","-","-","-","-","-","-","-","-","-","-","-","-","-","-","-","-","-","-","-","-","-","-","-","-","-","-","-","-","-","-","-","-","-","-","-","-","-","-","-","-","-","-","-","-","-","-","-","-","-","-","-","-","-","-","-","-"]
["VINNO R300-4P-21.5-13.3 CHN主机-CS","V10405",9000856,"启用","VINNO R300 ","VINNO R300-4P-21.5-13.3 CHN-CS",null,"国内","CN",null,1,"ChangSha","-","-","-","-","-","-","-","-","-","-","-","-","-","-","-","-","-","-","-","-","-","-","-","-","-","-","-","-","-","-","-","-","-","-","-","-","-","-","-","-","-","-","-","-","-","-","-","-","-","-","-","-","-","-","-","-","-","-","-","X","-","-","-","-","-","-","-","-","-","-","-","-","-","-","-","-","-","-","-","-","-","-","-","-","-","-","-","-","-","-","-","-","-","-","-","-","-","-","-","-","-","-","-","-","-","-","-","-","-","-","-","-","-","-","-","-","-","-","-","-","-","-","-","-","-","-","-","-","-","-","-","-","-","-","-","-","-"]
["VINNO R300-4P-21.5-13.3主机套件-CS","V30690","2000328","启用","VINNO R300-CS","VINNO R300-CS",null,"国内","CN",null,1,"SuZhou","-","-","-","-","-","X","-","-","-","-","-","-","-","-","-","-","-","-","-","-","-","-","-","-","-","-","-","-","-","-","-","-","-","-","-","-","-","-","-","-","-","-","-","-","-","-","-","-","-","-","-","-","-","-","-","-","-","-","-","-","-","-","-","-","-","-","-","-","-","-","-","-","-","-","-","-","-","-","-","-","-","-","-","-","-","-","-","-","-","-","-","-","-","-","-","-","-","-","-","-","-","-","-","-","-","-","-","-","-","-","-","-","-","-","-","-","-","-","-","-","-","-","-","-","-","-","-","-","-","-","-","-","-","-","-","-","-"]
["VINNO R300-4P-21.5-15.6主机套件-CS","V30708","2000328-1","启用","VINNO R300_15.6-CS","VINNO R300_15.6-CS",null,"国内","CN",null,1,"SuZhou",{"$nulls":4},"X",{"$nulls":111},"-"]
["VINNO R500-5P-23.8-13.3主机套件-CS","V30691",2000329,"启用","VINNO R500-CS","VINNO R500-CS",null,"国内","CN",null,1,"SuZhou","-","-","-","X","-","-","-","-","-","-","-","-","-","-","-","-","-","-","-","-","-","-","-","-","-","-","-","-","-","-","-","-","-","-","-","-","-","-","-","-","-","-","-","-","-","-","-","-","-","-","-","-","-","-","-","-","-","-","-","-","-","-","-","-","-","-","-","-","-","-","-","-","-","-","-","-","-","-","-","-","-","-","-","-","-","-","-","-","-","-","-","-","-","-","-","-","-","-","-","-","-","-","-","-","-","-","-","-","-","-","-","-","-","-","-","-","-","-","-","-","-","-","-","-","-","-","-","-","-","-","-","-","-","-","-","-","-"]
["VINNO R500-5P-23.8-15.6主机套件-CS","V 30693","2000329-1","启用","VINNO R500_15.6-CS","VINNO R500_15.6-CS",null,"国内","CN",null,1,"SuZhou","-","-","X","-","-","-","-","-","-","-","-","-","-","-","-","-","-","-","-","-","-","-","-","-","-","-","-","-","-","-","-","-","-","-","-","-","-","-","-","-","-","-","-","-","-","-","-","-","-","-","-","-","-","-","-","-","-","-","-","-","-","-","-","-","-","-","-","-","-","-","-","-","-","-","-","-","-","-","-","-","-","-","-","-","-","-","-","-","-","-","-","-","-","-","-","-","-","-","-","-","-","-","-","-","-","-","-","-","-","-","-","-","-","-","-","-","-","-","-","-","-","-","-","-","-","-","-","-","-","-","-","-","-","-","-","-","-"]
["VINNO R600主机套件-CS","V30700",2000330,"未发布","VINNO R600-CS","VINNO R600-CS",null,"国内","CN",null,1,"SuZhou","-","X","-","-","-","-","-","-","-","-","-","-","-","-","-","-","-","-","-","-","-","-","-","-","-","-","-","-","-","-","-","-","-","-","-","-","-","-","-","-","-","-","-","-","-","-","-","-","-","-","-","-","-","-","-","-","-","-","-","-","-","-","-","-","-","-","-","-","-","-","-","-","-","-","-","-","-","-","-","-","-","-","-","-","-","-","-","-","-","-","-","-","-","-","-","-","-","-","-","-","-","-","-","-","-","-","-","-","-","-","-","-","-","-","-","-","-","-","-","-","-","-","-","-","-","-","-","-","-","-","-","-","-","-","-","-","-"]
["VINNO R700主机套件-CS","V30701",2000331,"未发布","VINNO R700-CS","VINNO R700-CS",null,"国内","CN",null,1,"SuZhou","X","-","-","-","-","-","-","-","-","-","-","-","-","-","-","-","-","-","-","-","-","-","-","-","-","-","-","-","-","-","-","-","-","-","-","-","-","-","-","-","-","-","-","-","-","-","-","-","-","-","-","-","-","-","-","-","-","-","-","-","-","-","-","-","-","-","-","-","-","-","-","-","-","-","-","-","-","-","-","-","-","-","-","-","-","-","-","-","-","-","-","-","-","-","-","-","-","-","-","-","-","-","-","-","-","-","-","-","-","-","-","-","-","-","-","-","-","-","-","-","-","-","-","-","-","-","-","-","-","-","-","-","-","-","-","-","-"]
[{"$nulls":102},"-","-","-","-","-","-",{"$nulls":20},"-"]
["德力凯_Delica G50套件    ","V40025",2000224,"启用","Delica G50 主机套件 ","Delica G50 ",null,"国内","CN",null,1,"SuZhou","-","-","-","-","-","-","-","-","-","-","-","-","-","-","-","-","-","-","-","-","-","-","-","-","-","-","-","-","-","-","-","-","-","-","-","-","-","-","-","-","-","-","-","-","-","-","-","-","-","-","-","-","-","-","-","-","-","-","-","-","-","-","-","-","-","-","-","-","-","-","-","-","-","-","-","-","-","-","-","-","-","-","-","-","-","-","-","-","-","-","-","-","-","-","-","-","-","-","-","-","-","-","-","-","-","-","-","-","X","-","-","-","-","-","-","-","-","-","-","-","-","-","-","-","-","-","-","-","-","-","-","-","-","-","-","-","-"]
[" 贝斯达＿BEI50主机套件 ","V40004",2000301,"启用","BEI50主机套件 ","BEI50",null,"国内","CN",null,1,"SuZhou","-","-","-","-","-","-","-","-","-","-","-","-","-","-","-","-","-","-","-","-","-","-","-","-","-","-","-","-","-","-","-","-","-","-","-","-","-","-","-","-","-","-","-","-","-","-","-","-","-","-","-","-","-","-","-","-","-","-","-","-","-","-","-","-","-","-","-","-","-","-","-","-","-","-","-","-","-","-","-","-","-","-","-","-","-","-","-","-","-","-","-","-","-","-","-","-","-","-","-","-","-","-","-","-","-","-","-","-","-","X","-","-","-","-","-","-","-","-","-","-","-","-","-","-","-","-","-","-","-","-","-","-","-","-","-","-","-"]
[" 贝斯达＿BEI20主机套件 ","V40005",2000302,"启用","BEI20主机套件 ","BEI20",null,"国内","CN",null,1,"SuZhou","-","-","-","-","-","-","-","-","-","-","-","-","-","-","-","-","-","-","-","-","-","-","-","-","-","-","-","-","-","-","-","-","-","-","-","-","-","-","-","-","-","-","-","-","-","-","-","-","-","-","-","-","-","-","-","-","-","-","-","-","-","-","-","-","-","-","-","-","-","-","-","-","-","-","-","-","-","-","-","-","-","-","-","-","-","-","-","-","-","-","-","-","-","-","-","-","-","-","-","-","-","-","-","-","-","-","-","-","-","-","X","-","-","-","-","-","-","-","-","-","-","-","-","-","-","-","-","-","-","-","-","-","-","-","-","-","-"]
[" 贝斯达＿BEI50主机套件 ","V40004",2000088,"停用","BEI50主机套件 ","BEI50",null,"国内","CN",null,1,"SuZhou","-","-","-","-","-","-","-","-","-","-","-","-","-","-","-","-","-","-","-","-","-","-","-","-","-","-","-","-","-","-","-","-","-","-","-","-","-","-","-","-","-","-","-","-","-","-","-","-","-","-","-","-","-","-","-","-","-","-","-","-","-","-","-","-","-","-","-","-","-","-","-","-","-","-","-","-","-","-","-","-","-","-","-","-","-","-","-","-","-","-","-","-","-","-","-","-","-","-","-","-","-","-","-","-","-","-","-","-","-","-","-","-","-","-","-","-","-","-","-","-","-","-","-","-","-","-","-","-","-","-","-","-","-","-","-","-","-"]
[" 贝斯达＿BEI20主机套件 ","V40005",2000086,"停用","BEI20主机套件 ","BEI20",null,"国内","CN",null,1,"SuZhou","-","-","-","-","-","-","-","-","-","-","-","-","-","-","-","-","-","-","-","-","-","-","-","-","-","-","-","-","-","-","-","-","-","-","-","-","-","-","-","-","-","-","-","-","-","-","-","-","-","-","-","-","-","-","-","-","-","-","-","-","-","-","-","-","-","-","-","-","-","-","-","-","-","-","-","-","-","-","-","-","-","-","-","-","-","-","-","-","-","-","-","-","-","-","-","-","-","-","-","-","-","-","-","-","-","-","-","-","-","-","-","-","-","-","-","-","-","-","-","-","-","-","-","-","-","-","-","-","-","-","-","-","-","-","-","-","-"]
["海斯凯尔主机套件","V30085",2000058,"启用","海斯凯尔主机套件 ","HSKE",null,"国内","CN",null,1,"SuZhou","-","-","-","-","-","-","-","-","-","-","-","-","-","-","-","-","-","-","-","-","-","-","-","-","-","-","-","-","-","-","-","-","-","-","-","-","-","-","-","-","-","-","-","-","-","-","-","-","-","-","-","-","-","-","-","-","-","-","-","-","-","-","-","-","-","-","-","-","-","-","-","-","-","-","-","-","-","-","-","-","-","-","-","-","-","-","-","-","-","-","-","-","-","-","-","-","-","-","-","-","-","-","-","-","-","-","-","-","-","-","-","X","-","-","-","-","-","-","-","-","-","-","-","-","-","-","-","-","-","-","-","-","-","-","-","-","-"]
["Lonwin_XBE20套件  ","V30443",2000090,"启用","Lonwin_XBE20主机套件 ","Lonwin_XBE20",null,"国内","CN",null,1,"SuZhou","-","-","-","-","-","-","-","-","-","-","-","-","-","-","-","-","-","-","-","-","-","-","-","-","-","-","-","-","-","-","-","-","-","-","-","-","-","-","-","-","-","-","-","-","-","-","-","-","-","-","-","-","-","-","-","-","-","-","-","-","-","-","-","-","-","-","-","-","-","-","-","-","-","-","-","-","-","-","-","-","-","-","-","-","-","-","-","-","-","-","-","-","-","-","-","-","-","-","-","-","-","-","-","-","-","-","-","-","-","-","-","-","X","-","-","-","-","-","-","-","-","-","-","-","-","-","-","-","-","-","-","-","-","-","-","-","-"]
["Lonwin_XBE10套件 ","V30444",2000091,"启用","Lonwin_XBE10主机套件 ","Lonwin_XBE10",null,"国内","CN",null,1,"SuZhou","-","-","-","-","-","-","-","-","-","-","-","-","-","-","-","-","-","-","-","-","-","-","-","-","-","-","-","-","-","-","-","-","-","-","-","-","-","-","-","-","-","-","-","-","-","-","-","-","-","-","-","-","-","-","-","-","-","-","-","-","-","-","-","-","-","-","-","-","-","-","-","-","-","-","-","-","-","-","-","-","-","-","-","-","-","-","-","-","-","-","-","-","-","-","-","-","-","-","-","-","-","-","-","-","-","-","-","-","-","-","-","-","-","X","-","-","-","-","-","-","-","-","-","-","-","-","-","-","-","-","-","-","-","-","-","-","-"]
["普罗惠仁OEM机主机  ","V40002",9000076,"启用","普罗惠仁主机套件 ","PLHR",null,"国内","CN",null,1,"SuZhou","-","-","-","-","-","-","-","-","-","-","-","-","-","-","-","-","-","-","-","-","-","-","-","-","-","-","-","-","-","-","-","-","-","-","-","-","-","-","-","-","-","-","-","-","-","-","-","-","-","-","-","-","-","-","-","-","-","-","-","-","-","-","-","-","-","-","-","-","-","-","-","-","-","-","-","-","-","-","-","-","-","-","-","-","-","-","-","-","-","-","-","-","-","-","-","-","-","-","-","-","-","-","-","-","-","-","-","-","-","-","-","-","-","-","X","-","-","-","-","-","-","-","-","-","-","-","-","-","-","-","-","-","-","-","-","-","-"]
["OEM-威高-VINNO 6 PRO-System bom","V40039",9000717,"启用","OEM-威高-VINNO 6 PRO 主机套件 ","OEM -VINNO 6 PRO-System bom",null,"国内","CN",null,1,"SuZhou","-","-","-","-","-","-","-","-","-","-","-","-","-","-","-","-","-","-","-","-","-","-","-","-","-","-","-","-","-","-","-","-","-","-","-","-","-","-","-","-","-","-","-","-","-","-","-","-","-","-","-","-","-","-","-","-","-","-","-","-","-","-","-","-","-","-","-","-","-","-","-","-","-","-","-","-","-","-","-","-","-","-","-","-","-","-","-","-","-","-","-","-","-","-","-","-","-","-","-","-","-","X","-","-","-","-","-","-","-","-","-","-","-","-","-","-","-","-","-","-","-","-","-","-","-","-","-","-","-","-","-","-","-","-","-","-","-"]
["TINGSN-OEM主机(V6)","V40041",9000765,"启用","TINGSN-OEM 主机套件 ","TINGSN-OEM ",null,"国内","CN",null,1,"SuZhou","-","-","-","-","-","-","-","-","-","-","-","-","-","-","-","-","-","-","-","-","-","-","-","-","-","-","-","-","-","-","-","-","-","-","-","-","-","-","-","-","-","-","-","-","-","-","-","-","-","-","-","-","-","-","-","-","-","-","-","-","-","-","-","-","-","-","-","-","-","-","-","-","-","-","-","-","-","-","-","-","-","-","-","-","-","-","-","-","-","-","-","-","-","-","-","-","-","-","-","-","-","-","-","-","-","-","-","-","-","-","-","-","-","-","-","X","-","-","-","-","-","-","-","-","-","-","-","-","-","-","-","-","-","-","-","-","-"]
[{"$nulls":128},"-"]
["Power cable(select one)",{"$nulls":127},"-"]
["国标交流电源线","V30001",3200038,"启用","国标交流电源线","AC Power Cord CHN",null,"国内","CN",null,1,"ChangSha/SuZhou","X","X","-","-","-","-","X","X","X","X","X","X","X","X","X","X","X","X","X","X","X","X","X","X","X","X","X","X","X","X","X","X","X","X","X","X","X","X","X","X","X","X","X","X","X","X","X","X","X","X","X","X","X","X","X","X","X","X","X","X","X","X","X","X","X","X","X","X","X","X","X","X","X","X","X","X","X","X","X","X","X","X","X","X","X","X","X","X","X","X","X","X","X","X","X","X","X","X","X","X","X","X","X","X","X","X","X","X","X","-","X","-","-","-","-","X","-","X","X","X","X","X","X","X","X","X","X","X","X","X","X","X","X","X","X","X","X"]
["国标交流电源线3m","V30633",3202039,"启用","国标交流电源线","AC Power Cord CHN",null,"国内","CN",null,1,"ChangSha/SuZhou","-","-","-","-","-","-","O","-","-","-","-","-","-","-","-","-","-","-","-","-","-","-","-","-","-","-","-","-","-","-","-","-","-","-","-","-","-","-","-","-","-","-","-","-","-","-","-","-","-","-","-","-","-","-","-","-","-","-","-","-","-","-","-","-","-","-","-","-","-","-","-","-","-","-","-","-","-","-","-","-","-","-","-","-","-","-","-","-","-","-","O","O","O","O","O","O","O","O","O","O","O","O","O","O","O","O","O","O","-","-","-","-","-","-","-","-","-","O","O","O","O","O","O","O","O","O","O","O","O","O","O","O","O","O","O","O","O"]
[{"$nulls":128},"-"]
["User Manual(select one)",{"$nulls":127},"-"]
["G86中文基本用户手册","V30342",8000186,"启用","G86中文基本用户手册","VINNO G86 Basic User Manual ZH_CN",null,"国内","CN",null,1,"SuZhou","-","-","-","-","-","-","-","-","-","-","-","-","X","X","-","-","-","-","-","-","-","-","-","-","-","-","-","-","-","-","-","-","-","-","-","-","-","-","-","-","-","-","-","-","-","-","-","-","-","-","-","-","-","-","-","-","-","-","-","-","-","-","-","-","-","-","-","-","-","-","-","-","-","-","-","-","-","-","-","-","-","-","-","-","-","-","-","-","-","-","-","-","-","-","-","-","-","-","-","-","-","-","-","-","-","-","-","-","-","-","-","-","-","-","-","-","-","-","-","-","-","-","-","-","-","-","-","-","-","-","-","-","-","-","-","-","-"]
["VINNO G80_V80 中文基本用户手册","V30007",8000005,"启用","VINNO G80_V80 中文基本用户手册","VINNO G80_V80 Basic User Manual ZH_CN",null,"国内","CN",null,1,"SuZhou","-","-","-","-","-","-","-","-","-","-","-","-","-","-","-","-","-","-","-","-","-","-","-","-","-","-","-","-","-","-","-","-","-","-","-","-","X","-","X","-","-","-","-","-","-","-","-","-","-","-","-","-","-","-","-","-","-","-","-","-","-","-","-","-","-","-","-","-","-","-","-","-","-","-","-","-","-","-","-","-","-","-","-","-","-","-","-","-","-","-","-","-","-","-","-","-","-","-","-","-","-","-","-","-","-","-","-","-","-","-","-","-","-","-","-","-","-","-","-","-","-","-","-","-","-","-","-","-","-","-","-","-","-","-","-","-","-"]
["VINNO M80_V70 中文基本用户手册","V30009",8000038,"启用","VINNO M80_V70 中文基本用户手册","VINNO M80_V70 Basic User Manual ZH_CN",null,"国内","CN",null,1,"SuZhou","-","-","-","-","-","-","-","-","-","-","-","-","-","-","-","-","-","-","-","-","-","-","-","-","-","-","-","-","-","-","-","-","-","-","-","-","-","X","-","X","-","-","-","-","-","-","-","-","-","-","-","-","-","-","-","-","-","-","-","-","-","-","-","-","-","-","-","-","-","-","-","-","-","-","-","-","-","-","-","-","-","-","-","-","-","-","-","-","-","-","-","-","-","-","-","-","-","-","-","-","-","-","-","-","-","-","-","-","-","-","-","-","-","-","-","-","-","-","-","-","-","-","-","-","-","-","-","-","-","-","-","-","-","-","-","-","-"]
["VINNO M86_M86E_X9E_X9_X9D_X9P_75P_75E_75_75D Basic User Manual_ZH-CN","V30343","8000324","启用","VINNO M86_M86E_X9E_X9_X9D_X9P_75P_75E_75_75D 中文基本用户手册","VINNO M86_M86E_X9E_X9_X9D_X9P_75P_75E_75_75D Basic User Manual_ZH-CN",null,"国内","CN",null,1,"SuZhou","-","-","-","-","-","-","-","-","-","-","-","-","-","-","X","X","X","X","X","X","X","X","X","X","-","-","-","-","-","-","-","-","-","-","-","-","-","-","-","-","-","-","-","-","-","-","-","-","-","-","-","-","-","-","-","-","-","-","-","-","-","-","-","-","-","-","-","-","-","-","-","-","-","-","-","-","-","-","-","-","-","-","-","-","-","-","-","-","-","-","-","-","-","-","-","-","-","-","-","-","-","-","-","-","-","-","-","-","-","-","-","-","-","-","-","-","-","-","-","-","-","-","-","-","-","-","-","-","-","-","-","-","-","-","-","-","-"]
["VINNO 75_X9 中文基本用户手册","V30345",8000326,"停用","VINNO 75_X9 中文基本用户手册","VINNO 75_X9 Basic User Manual ZH_CN",null,"国内","CN",null,1,"SuZhou","-","-","-","-","-","-","-","-","-","-","-","-","-","-","-","-","X","X","X","X","X","X","X","X","-","-","-","-","-","-","-","-","-","-","-","-","-","-","-","-","-","-","-","-","-","-","-","-","-","-","-","-","-","-","-","-","-","-","-","-","-","-","-","-","-","-","-","-","-","-","-","-","-","-","-","-","-","-","-","-","-","-","-","-","-","-","-","-","-","-","-","-","-","-","-","-","-","-","-","-","-","-","-","-","-","-","-","-","-","-","-","-","-","-","-","-","-","-","-","-","-","-","-","-","-","-","-","-","-","-","-","-","-","-","-","-","-"]
["VINNO X8E_X8_X8P_X8D_G65_G65P_G65E_G65D_65_65P_65E_65D Basic User Manual_ZH-CN","V30682","8000468","启用","VINNO X8E_X8_X8P_X8D_G65_G65P_G65E_G65D_65_65P_65E_65D 中文基本用户手册","VINNO X8E_X8_X8P_X8D_G65_G65P_G65E_G65D_65_65P_65E_65D Basic User Manual_ZH-CN",null,"国内","CN",null,1,"SuZhou","-","-","-","-","-","-","-","-","-","-","-","-","-","-","-","-","-","-","-","-","-","-","-","-","X","X","X","X","X","X","X","X","X","X","X","X","-","-","-","-","-","-","-","-","-","-","-","-","-","-","-","-","-","-","-","-","-","-","-","-","-","-","-","-","-","-","-","-","-","-","-","-","-","-","-","-","-","-","-","-","-","-","-","-","-","-","-","-","-","-","-","-","-","-","-","-","-","-","-","-","-","-","-","-","-","-","-","-","-","-","-","-","-","-","-","-","-","-","-","-","-","-","-","-","-","-","-","-","-","-","-","-","-","-","-","-","-"]
["VINNO G65_V65_X8 中文基本用户手册","V30344","8000325","停用","VINNO G65_V65_X8 中文基本用户手册","VINNO G65_V65_X8 Basic User Manual ZH_CN",null,"国内","CN",null,1,"SuZhou","-","-","-","-","-","-","-","-","-","-","-","-","-","-","-","-","-","-","-","-","-","-","-","-","X","X","X","X","X","X","X","X","X","X","X","X","-","-","-","-","-","-","-","-","-","-","-","-","-","-","-","-","-","-","-","-","-","-","-","-","-","-","-","-","-","-","-","-","-","-","-","-","-","-","-","-","-","-","-","-","-","-","-","-","-","-","-","-","-","-","-","-","-","-","-","-","-","-","-","-","-","-","-","-","-","-","-","-","-","-","-","-","-","-","-","-","-","-","-","-","-","-","-","-","-","-","-","-","-","-","-","-","-","-","-","-","-"]
["VINNO G60_V60 中文基本用户手册","V30011",8000001,"启用","VINNO G60_V60 中文基本用户手册","VINNO G60_V60 Basic User Manual ZH_CN",null,"国内","CN",null,1,"SuZhou","-","-","-","-","-","-","-","-","-","-","-","-","-","-","-","-","-","-","-","-","-","-","-","-","-","-","-","-","-","-","-","-","-","-","-","-","-","-","-","-","X","X","-","-","-","-","-","-","-","-","-","-","-","-","-","-","-","-","-","-","-","-","-","-","-","-","-","-","-","-","-","-","-","-","-","-","-","-","-","-","-","-","-","-","-","-","-","-","-","-","-","-","-","-","-","-","-","-","-","-","-","-","-","-","-","-","-","-","-","-","-","-","-","-","-","-","-","-","-","-","-","-","-","-","-","-","-","-","-","-","-","-","-","-","-","-","-"]
["VINNO G55_M55 中文基本用户手册","V30220",8000187,"启用","VINNO G55 中文基本用户手册","VINNO G55 Basic User Manual ZH_CN",null,"国内","CN",null,1,"SuZhou","-","-","-","-","-","-","-","-","-","-","-","-","-","-","-","-","-","-","-","-","-","-","-","-","-","-","-","-","-","-","-","-","-","-","-","-","-","-","-","-","-","-","-","-","-","-","-","-","-","-","-","-","-","-","-","-","-","-","-","-","X","-","-","-","X","-","-","-","-","-","-","-","-","-","-","-","-","-","-","-","-","-","-","-","-","-","-","-","-","-","-","-","-","-","-","-","-","-","-","-","-","-","-","-","-","-","-","-","-","-","-","-","-","-","-","-","-","-","-","-","-","-","-","-","-","-","-","-","-","-","-","-","-","-","-","-","-"]
["VINNO G50_X7 中文基本用户手册","V30013",8000011,"启用","VINNO G50_X7 中文基本用户手册","VINNO G50_X7 Basic User Manual ZH_CN",null,"国内","CN",null,1,"SuZhou","-","-","-","-","-","-","-","-","-","-","-","-","-","-","-","-","-","-","-","-","-","-","-","-","-","-","-","-","-","-","-","-","-","-","-","-","-","-","-","-","-","-","-","-","-","-","-","-","-","-","-","-","-","-","-","-","-","-","-","-","-","X","X","-","-","-","-","-","-","-","-","-","-","-","-","-","-","-","-","-","-","-","-","-","-","-","-","-","-","-","-","-","-","-","-","-","-","-","-","-","-","-","-","-","-","-","-","-","-","-","-","-","-","-","-","-","-","-","-","-","-","-","-","-","-","-","-","-","-","-","-","-","-","-","-","-","-"]
["VINNO M50_X6 中文基本用户手册","V30015",8000042,"启用","VINNO M50_X6 中文基本用户手册","VINNO M50_X6 Basic User Manual ZH_CN",null,"国内","CN",null,1,"SuZhou","-","-","-","-","-","-","-","-","-","-","-","-","-","-","-","-","-","-","-","-","-","-","-","-","-","-","-","-","-","-","-","-","-","-","-","-","-","-","-","-","-","-","-","-","-","-","-","-","-","-","-","-","-","-","-","-","-","-","-","-","-","-","-","-","-","X","X","-","-","-","-","-","-","-","-","-","-","-","-","-","-","-","-","-","-","-","-","-","-","-","-","-","-","-","-","-","-","-","-","-","-","-","-","-","-","-","-","-","-","-","-","-","-","-","-","-","-","-","-","-","-","-","-","-","-","-","-","-","-","-","-","-","-","-","-","-","-"]
["VINNO E35 中文基本用户手册","V30222",8000198,"启用","VINNO E35 中文基本用户手册","VINNO E35 Basic User Manual ZH_CN",null,"国内","CN",null,1,"SuZhou","-","-","-","-","-","-","-","-","-","-","-","-","-","-","-","-","-","-","-","-","-","-","-","-","-","-","-","-","-","-","-","-","-","-","-","-","-","-","-","-","-","-","-","-","-","-","-","-","-","-","-","-","-","-","-","-","-","-","-","-","-","-","-","-","-","-","-","-","X","-","-","-","-","-","-","-","-","-","-","-","-","-","-","-","-","-","-","-","-","-","-","-","-","-","-","-","-","-","-","-","-","-","-","-","-","-","-","-","-","-","-","-","-","-","-","-","-","-","-","-","-","-","-","-","-","-","-","-","-","-","-","-","-","-","-","-","-"]
["VINNO E30_X5 中文基本用户手册","V30017",8000040,"启用","VINNO E30_X5 中文基本用户手册","VINNO E30_X5 Basic User Manual ZH_CN",null,"国内","CN",null,1,"SuZhou","-","-","-","-","-","-","-","-","-","-","-","-","-","-","-","-","-","-","-","-","-","-","-","-","-","-","-","-","-","-","-","-","-","-","-","-","-","-","-","-","-","-","-","-","-","-","-","-","-","-","-","-","-","-","-","-","-","-","-","-","-","-","-","-","-","-","-","-","-","X","X","-","-","-","-","-","-","-","-","-","-","-","-","-","-","-","-","-","-","-","-","-","-","-","-","-","-","-","-","-","-","-","-","-","-","-","-","-","-","-","-","-","-","-","-","-","-","-","-","-","-","-","-","-","-","-","-","-","-","-","-","-","-","-","-","-","-"]
["VINNO X65_X55 中文基本用户手册","V30536","8000418 ","启用","VINNO X65_X55 中文基本用户手册","VINNO X65_X55 Basic User Manual_ZH-CN",null,"国内","CN",null,1,"SuZhou","-","-","-","-","-","-","-","-","-","-","-","-","-","-","-","-","-","-","-","-","-","-","-","-","-","-","-","-","-","-","-","-","-","-","-","-","-","-","-","-","-","-","-","-","-","-","-","-","-","-","-","-","-","-","-","-","-","-","-","-","-","-","-","X","-","-","-","X","-","-","-","-","-","-","-","-","-","-","-","-","-","-","-","-","-","-","-","-","-","-","-","-","-","-","-","-","-","-","-","-","-","-","-","-","-","-","-","-","-","-","-","-","-","-","-","-","-","-","-","-","-","-","-","-","-","-","-","-","-","-","-","-","-","-","-","-","-"]
["VINNO X35_X33 中文基本用户手册","V30537","8000419 ","启用","VINNO X35_X33 中文基本用户手册","VINNO X35_X33 Basic User Manual_ZH-CN",null,"国内","CN",null,1,"SuZhou","-","-","-","-","-","-","-","-","-","-","-","-","-","-","-","-","-","-","-","-","-","-","-","-","-","-","-","-","-","-","-","-","-","-","-","-","-","-","-","-","-","-","-","-","-","-","-","-","-","-","-","-","-","-","-","-","-","-","-","-","-","-","-","-","-","-","-","-","-","-","-","X","X","-","-","-","-","-","-","-","-","-","-","-","-","-","-","-","-","-","-","-","-","-","-","-","-","-","-","-","-","-","-","-","-","-","-","-","-","-","-","-","-","-","-","-","-","-","-","-","-","-","-","-","-","-","-","-","-","-","-","-","-","-","-","-","-"]
["VINNO E20_X3_S3_S3P 中文基本用户手册","V30123",8000108,"启用","VINNO E20_X3 中文基本用户手册","VINNO E20_X3_S3_S3P Basic User Manual ZH_CN",null,"国内","CN",null,1,"SuZhou","-","-","-","-","-","-","-","-","-","-","-","-","-","-","-","-","-","-","-","-","-","-","-","-","-","-","-","-","-","-","-","-","-","-","-","-","-","-","-","-","-","-","-","-","-","-","-","-","-","-","-","-","-","-","-","-","-","-","-","-","-","-","-","-","-","-","-","-","-","-","-","-","-","X","X","X","X","-","-","-","-","-","-","-","-","-","-","-","-","-","-","-","-","-","-","-","-","-","-","-","-","-","-","-","-","-","-","-","-","-","-","-","-","-","-","-","-","-","-","-","-","-","-","-","-","-","-","-","-","-","-","-","-","-","-","-","-"]
["VINNO E10_E10P_E10E_X2_X2P_X2E_X1_X1P_X1E_S1_S1P_S2_S2P 中文基本用户手册","V30125",8000111,"启用","VINNO E10_X2_X1 中文基本用户手册","VINNO E10_E10P_E10E_X2_X2P_X2E_X1_X1P_X1E_S1_S1P_S2_S2P Basic User Manual ZH_CN",null,"国内","CN",null,1,"SuZhou","-","-","-","-","-","-","-","-","-","-","-","-","-","-","-","-","-","-","-","-","-","-","-","-","-","-","-","-","-","-","-","-","-","-","-","-","-","-","-","-","-","-","-","-","-","-","-","-","-","-","-","-","-","-","-","-","-","-","-","-","-","-","-","-","-","-","-","-","-","-","-","-","-","-","-","-","-","X","X","X","X","X","X","X","X","X","X","X","X","X","-","-","-","-","-","-","-","-","-","-","-","-","-","-","-","-","-","-","-","-","-","-","-","-","-","-","-","-","-","-","-","-","-","-","-","-","-","-","-","-","-","-","-","-","-","-","-"]
["VINNO 8 中文基本用户手册","V30113",8000118,"启用","VINNO 8 中文基本用户手册","VINNO 8 Basic User Manual ZH_CN",null,"国内","CN",null,1,"SuZhou","-","-","-","-","-","-","-","-","-","-","-","-","-","-","-","-","-","-","-","-","-","-","-","-","-","-","-","-","-","-","-","-","-","-","-","-","-","-","-","-","-","-","-","-","-","-","-","-","-","-","-","-","-","-","-","-","-","-","-","-","-","-","-","-","-","-","-","-","-","-","-","-","-","-","-","-","-","-","-","-","-","-","-","-","-","-","-","-","-","-","-","-","-","-","-","-","X","X","X","-","-","-","-","-","-","-","-","-","-","-","-","-","-","-","-","-","-","-","X","X","X","X","X","-","-","-","-","-","-","-","-","-","-","X","-","-","-"]
["VINNO 6_6EXP_PRO 中文基本用户手册","V30447",8000374,"启用","VINNO 6_6EXP_PRO 中文基本用户手册","VINNO 6_6EXP_PRO Basic User Manual_zh-CN",null,"国内","CN",null,1,"SuZhou","-","-","-","-","-","-","-","-","-","-","-","-","-","-","-","-","-","-","-","-","-","-","-","-","-","-","-","-","-","-","-","-","-","-","-","-","-","-","-","-","-","-","-","-","-","-","-","-","-","-","-","-","-","-","-","-","-","-","-","-","-","-","-","-","-","-","-","-","-","-","-","-","-","-","-","-","-","-","-","-","-","-","-","-","-","-","-","-","-","-","-","-","-","-","-","-","-","-","-","X","X","X","-","-","-","-","-","-","-","-","-","-","-","-","-","-","-","-","-","-","-","-","-","X","X","X","X","X","-","-","-","-","-","-","X","-","-"]
["VINNO 5EXP中文基本用户手册","V30445",8000367,"启用","VINNO 5EXP中文基本用户手册","VINNO 5EXP Basic User Manual_ZH-CN",null,"国内","CN",null,1,"SuZhou","-","-","-","-","-","-","-","-","-","-","-","-","-","-","-","-","-","-","-","-","-","-","-","-","-","-","-","-","-","-","-","-","-","-","-","-","-","-","-","-","-","-","-","-","-","-","-","-","-","-","-","-","-","-","-","-","-","-","-","-","-","-","-","-","-","-","-","-","-","-","-","-","-","-","-","-","-","-","-","-","-","-","-","-","-","-","-","-","-","-","-","-","-","-","-","-","-","-","-","-","-","-","X","-","-","-","-","-","-","-","-","-","-","-","-","-","-","-","-","-","-","-","-","-","-","-","-","-","-","-","-","-","-","-","-","X","-"]
["VINNO 5_5PRO 中文基本用户手册","V30448",8000375,"启用","VINNO 5_5PRO 中文基本用户手册","VINNO 5_5PRO Basic User Manual_zh-CN",null,"国内","CN",null,1,"SuZhou","-","-","-","-","-","-","-","-","-","-","-","-","-","-","-","-","-","-","-","-","-","-","-","-","-","-","-","-","-","-","-","-","-","-","-","-","-","-","-","-","-","-","-","-","-","-","-","-","-","-","-","-","-","-","-","-","-","-","-","-","-","-","-","-","-","-","-","-","-","-","-","-","-","-","-","-","-","-","-","-","-","-","-","-","-","-","-","-","-","-","-","-","-","-","-","-","-","-","-","-","-","-","-","X","X","-","-","-","-","-","-","-","-","-","-","-","-","-","-","-","-","-","-","-","-","-","-","-","X","X","X","X","X","-","-","-","-"]
["VINNO 3_3EXP_3PRO 中文基本用户手册","V30446",8000368,"启用","VINNO 3_3EXP_3PRO 中文基本用户手册","VINNO 3_3EXP_3PRO Basic User Manual_zh-CN",null,"国内","CN",null,1,"SuZhou","-","-","-","-","-","-","-","-","-","-","-","-","-","-","-","-","-","-","-","-","-","-","-","-","-","-","-","-","-","-","-","-","-","-","-","-","-","-","-","-","-","-","-","-","-","-","-","-","-","-","-","-","-","-","-","-","-","-","-","-","-","-","-","-","-","-","-","-","-","-","-","-","-","-","-","-","-","-","-","-","-","-","-","-","-","-","-","-","-","-","-","-","-","-","-","-","-","-","-","-","-","-","-","-","-","X","X","X","-","-","-","-","-","-","-","-","-","-","-","-","-","-","-","-","-","-","-","-","-","-","-","-","-","-","-","-","X"]
["VINNO E3-8T TEE Probe 中文基本用户手册 ","V30632",8000545,"未发布","VINNO E3-8T TEE Probe 中文基本用户手册 ","VINNO E3-8T TEE Probe Basic User Manual_ZH-CN",null,"国内","CN",null,1,"SuZhou","-","-","-","-","-","-","-","-","-","-","-","-","-","-","-","-","-","-","-","-","-","-","-","-","-","-","-","-","-","-","-","-","-","-","-","-","-","-","-","-","-","-","-","-","-","-","-","-","-","-","-","-","-","-","-","-","-","-","-","-","-","-","-","-","-","-","-","-","-","-","-","-","-","-","-","-","-","-","-","-","-","-","-","-","-","-","-","-","-","-","-","-","-","-","-","-","-","-","-","-","-","-","-","-","-","-","-","-","-","-","-","-","-","-","-","-","-","-","-","-","-","-","-","-","-","-","-","-","-","-","-","-","-","-","-","-","-"]
["VINNO R300-R500 中文基本用户手册 --长沙","V30639",8000568,"启用","VINNO R300-R500 中文基本用户手册 --长沙","VINNO R300-R500 Basic User Manual ZH-CN-CS",null,"国内","CN",null,1,"ChangSha","-","-","-","-","-","-","-","-","-","-","-","-","-","-","-","-","-","-","-","-","-","-","-","-","-","-","-","-","-","-","-","-","-","-","-","-","-","-","-","-","-","-","-","-","-","-","-","-","-","-","X","X","X","X","X","X","X","X","X","X","-","-","-","-","-","-","-","-","-","-","-","-","-","-","-","-","-","-","-","-","-","-","-","-","-","-","-","-","-","-","-","-","-","-","-","-","-","-","-","-","-","-","-","-","-","-","-","-","-","-","-","-","-","-","-","-","-","-","-","-","-","-","-","-","-","-","-","-","-","-","-","-","-","-","-","-","-"]
["VINNO R600-R700 中文基本用户手册 --长沙","V30649",8000569,"启用","VINNO R600-R700 中文基本用户手册 --长沙","VINNO R600-R700 Basic User Manual ZH-CN-CS",null,"国内","CN",null,1,"ChangSha","-","-","-","-","-","-","-","-","-","-","-","-","-","-","-","-","-","-","-","-","-","-","-","-","-","-","-","-","-","-","-","-","-","-","-","-","-","-","-","-","-","-","X","X","X","X","X","X","X","X","-","-","-","-","-","-","-","-","-","-","-","-","-","-","-","-","-","-","-","-","-","-","-","-","-","-","-","-","-","-","-","-","-","-","-","-","-","-","-","-","-","-","-","-","-","-","-","-","-","-","-","-","-","-","-","-","-","-","-","-","-","-","-","-","-","-","-","-","-","-","-","-","-","-","-","-","-","-","-","-","-","-","-","-","-","-","-"]
["VINNO 9_9E_9P_10_10E_10P 中文基本用户手册 --长沙","V30687",8000574,"启用","VINNO 9_9E_9P_10_10E_10P 中文基本用户手册 --长沙","VINNO 9_9E_9P_10_10E_10P Basic User Manual_ZH-CN",null,"国内","CN",null,1,"ChangSha","-","-","-","-","-","-","-","-","-","-","-","-","-","-","-","-","-","-","-","-","-","-","-","-","-","-","-","-","-","-","-","-","-","-","-","-","-","-","-","-","-","-","-","-","-","-","-","-","-","-","-","-","-","-","-","-","-","-","-","-","-","-","-","-","-","-","-","-","-","-","-","-","-","-","-","-","-","-","-","-","-","-","-","-","-","-","-","-","-","-","X","X","X","X","X","X","-","-","-","-","-","-","-","-","-","-","-","-","-","-","-","-","-","-","-","-","-","-","-","-","-","-","-","-","-","-","-","-","-","-","-","-","-","-","-","-","-"]
["VINNO 9_9E_9P_10_10E_10P 中文基本用户手册 --苏州","V30681","8000189","启用","VINNO 9_9E_9P_10_10E_10P 中文基本用户手册 --苏州","VINNO 9_9E_9P_10_10E_10P Basic User Manual_ZH-CN",null,"国内","CN",null,1,"SuZhou","-","-","-","-","-","-","-","-","-","-","-","-","-","-","-","-","-","-","-","-","-","-","-","-","-","-","-","-","-","-","-","-","-","-","-","-","-","-","-","-","-","-","-","-","-","-","-","-","-","-","-","-","-","-","-","-","-","-","-","-","-","-","-","-","-","-","-","-","-","-","-","-","-","-","-","-","-","-","-","-","-","-","-","-","-","-","-","-","-","-","X","X","X","X","X","X","-","-","-","-","-","-","-","-","-","-","-","-","-","-","-","-","-","-","-","-","-","-","-","-","-","-","-","-","-","-","-","-","-","-","-","-","-","-","-","-","-"]
[{"$nulls":18},"-",{"$nulls":83},"-","-","-","-","-","-",{"$nulls":20},"-"]
["*Software",{"$nulls":127},"-"]
["飞依诺超声诊断仪软件V1.6","V30044","8000046","停用","飞依诺超声诊断仪软件V1.6","VINNO software V1.6",null,"国内","CN",null,2,"SuZhou","-","-","-","-","-","-","-","-","-","-","-","-","-","-","-","-","-","-","-","-","-","-","-","-","-","-","-","-","-","-","-","-","-","-","-","-","-","-","-","-","-","-","-","-","-","-","-","-","-","-","-","-","-","-","-","-","-","-","-","-","-","-","-","-","-","-","-","-","-","-","-","-","-","-","-","-","-","-","-","-","-","-","-","-","-","-","-","-","-","-","-","-","-","-","-","-","-","-","-","-","-","-","-","-","-","-","-","-","-","-","-","-","-","-","-","-","-","-","-","-","-","-","-","-","-","-","-","-","-","-","-","-","-","-","-","-","-"]
["飞依诺30超声诊断仪软件V1.6","V30045",8000047,"启用","飞依诺30超声诊断仪软件V1.6","VINNO 30 software V1.6",null,"国内","CN",null,2,"SuZhou","-","-","-","-","-","-","-","-","-","-","-","-","-","-","-","-","-","-","-","-","-","-","-","-","-","-","-","-","-","-","-","-","-","-","-","-","-","-","-","-","-","-","-","-","-","-","-","-","-","-","-","-","-","-","-","-","-","-","-","-","-","-","-","-","-","-","-","-","-","X","X","-","-","-","-","-","-","-","-","-","-","-","-","-","-","-","-","-","-","-","-","-","-","-","-","-","-","-","-","-","-","-","-","-","-","-","-","-","-","-","-","X","-","-","-","-","-","-","-","-","-","-","-","-","-","-","-","-","-","-","-","-","-","-","-","-","-"]
["飞依诺20系列超声诊断仪软件V1.6","V30133",8000132,"启用","飞依诺20系列超声诊断仪软件V1.6","VINNO 20 software V1.6",null,"国内","CN",null,2,"SuZhou","-","-","-","-","-","-","-","-","-","-","-","-","-","-","-","-","-","-","-","-","-","-","-","-","-","-","-","-","-","-","-","-","-","-","-","-","-","-","-","-","-","-","-","-","-","-","-","-","-","-","-","-","-","-","-","-","-","-","-","-","-","-","-","-","-","-","-","-","-","-","-","-","-","X","X","X","X","X","X","X","X","X","X","X","X","X","X","X","X","X","-","-","-","-","-","-","-","-","-","-","-","-","-","-","-","-","-","-","-","-","X","-","X","X","-","-","-","-","-","-","-","-","-","-","-","-","-","-","-","-","-","-","-","-","-","-","-"]
["飞依诺80超声诊断仪软件V1.6","V30042",8000044,"启用","飞依诺80超声诊断仪软件V1.6","VINNO 80 software V1.6",null,"国内","CN",null,2,"SuZhou","-","-","-","-","-","-","-","-","-","-","-","-","-","-","-","-","-","-","-","-",{"$nulls":4},"-","-","-","-","-","-","-","-","-","-","-","-","X","X","X","X","-","-","-","-","-","-","-","-","-","-","-","-","-","-","-","-","-","-","-","-","-","-","-","-","-","-","-","-","-","-","-","-","-","-","-","-","-","-","-","-","-","-","-","-","-","-","-","-","-","-","-","-","-","-","-","-","-","-","-","-","-","-","-","-","-","-","-","-","-","-","-","-","-","-","-","-","-","-","-","-","-","-","-","-","-","-","-","-","-","-","-","-","-","-","-","-","-"]
["飞依诺86系列超声诊断仪软件V1.10","V30542",8000517,"启用","飞依诺86系列超声诊断仪软件V1.10","VINNO 86 software V1.10",null,"国内","CN",null,2,"SuZhou","-","-","-","-","-","-","-","-","X","X","X","X","X","X","X","X","X","X","X","X","X","X","X","X","-","-","-","-","-","-","-","-","-","-","-","-","-","-","-","-","-","-","-","-","-","-","-","-","-","-","-","-","-","-","-","-","-","-","-","-","-","-","-","-","-","-","-","-","-","-","-","-","-","-","-","-","-","-","-","-","-","-","-","-","-","-","-","-","-","-","-","-","-","-","-","-","-","-","-","-","-","-","-","-","-","-","-","-","-","-","-","-","-","-","-","-","-","-","-","-","-","-","-","-","-","-","-","-","-","-","-","-","-","-","-","-","-"]
["飞依诺65系列超声诊断仪软件V1.10","V30563",8000546,"启用","飞依诺65系列超声诊断仪软件V1.10","VINNO 65 software V1.10",null,"国内","CN",null,2,"SuZhou","-","-","-","-","-","-","-","-","-","-","-","-","-","-","-","-","-","-","-","-","-","-","-","-","X","X","X","X","X","X","X","X","X","X","X","X","-","-","-","-","-","-","-","-","-","-","-","-","-","-","-","-","-","-","-","-","-","-","-","-","-","-","-","-","-","-","-","-","-","-","-","-","-","-","-","-","-","-","-","-","-","-","-","-","-","-","-","-","-","-","-","-","-","-","-","-","-","-","-","-","-","-","-","-","-","-","-","-","-","-","-","-","-","-","-","-","-","-","-","-","-","-","-","-","-","-","-","-","-","-","-","-","-","-","-","-","-"]
["飞依诺60超声诊断仪软件V1.6","V30043",8000045,"启用","飞依诺60超声诊断仪软件V1.6","VINNO 60 software V1.6",null,"国内","CN",null,2,"SuZhou","-","-","-","-","-","-","-","-","-","-","-","-","-","-","-","-","-","-","-","-","-","-","-","-","-","-","-","-","-","-","-","-","-","-","-","-","-","-","-","-","X","X","-","-","-","-","-","-","-","-","-","-","-","-","-","-","-","-","-","-","-","-","-","-","-","-","-","-","-","-","-","-","-","-","-","-","-","-","-","-","-","-","-","-","-","-","-","-","-","-","-","-","-","-","-","-","-","-","-","-","-","-","-","-","-","-","-","-","-","-","-","-","-","-","-","-","-","-","-","-","-","-","-","-","-","-","-","-","-","-","-","-","-","-","-","-","-"]
["飞依诺便携式系列超声诊断仪软件V1.6","V30229",8000205,"启用","飞依诺便携式系列超声诊断仪软件V1.6","VINNO portable software V1.6",null,"国内","CN",null,2,"SuZhou","-","-","-","-","-","-","-","-","-","-","-","-","-","-","-","-","-","-","-","-","-","-","-","-","-","-","-","-","-","-","-","-","-","-","-","-","-","-","-","-","-","-","-","-","-","-","-","-","-","-","-","-","-","-","-","-","-","-","-","-","-","-","-","-","-","-","-","-","-","-","-","-","-","-","-","-","-","-","-","-","-","-","-","-","-","-","-","-","-","-","-","-","-","-","-","-","X","X","X","X","X","X","X","X","X","X","X","X","-","-","-","-","-","-","X","X","X","X","X","X","X","X","X","X","X","X","X","X","X","X","X","X","X","X","X","X","X"]
["飞依诺35系列超声诊断仪软件V1.10","V30645","8000572","启用","飞依诺35系列超声诊断仪软件V1.10","VINNO 35 software V1.10",null,"国内","CN",null,2,"SuZhou","-","-","-","-","-","-","-","-","-","-","-","-","-","-","-","-","-","-","-","-","-","-","-","-","-","-","-","-","-","-","-","-","-","-","-","-","-","-","-","-","-","-","-","-","-","-","-","-","-","-","-","-","-","-","-","-","-","-","-","-","X","-","-","X","X","X","X","X","X","-","-","X","X","-","-","-","-","-","-","-","-","-","-","-","-","-","-","-","-","-","-","-","-","-","-","-","-","-","-","-","-","-","-","-","-","-","-","-","X","X","-","-","-","-","-","-","-","-","-","-","-","-","-","-","-","-","-","-","-","-","-","-","-","-","-","-","-"]
["飞依诺OLIVE系列超声诊断仪软件V1.0  ","V30689",8000609,"启用","飞依诺OLIVE系列超声诊断仪软件V1.0  ","VINNO OLIVE software V1.0",null,"国内","CN",null,2,"ChangSha/SuZhou","X","X","X","X","X","X","-","-","-","-","-","-","-","-","-","-","-","-","-","-","-","-","-","-","-","-","-","-","-","-","-","-","-","-","-","-","-","-","-","-","-","-","X","X","X","X","X","X","X","X","X","X","X","X","X","X","X","X","X","X","-","-","-","-","-","-","-","-","-","-","-","-","-","-","-","-","-","-","-","-","-","-","-","-","-","-","-","-","-","-","-","-","-","-","-","-","-","-","-","-","-","-","-","-","-","-","-","-","-","-","-","-","-","-","-","-","-","-","-","-","-","-","-","-","-","-","-","-","-","-","-","-","-","-","-","-","-"]
["飞依诺V10系列超声诊断仪软件V1"," V30755","8000623","启用","飞依诺V10系列超声诊断仪软件V1","VINNO V10 series software V1",null,"国内","CN",null,2,"ChangSha/SuZhou",{"$nulls":6},"X",{"$nulls":83},"X","X","X","X","X","X"]
[{"$nulls":128},"-"]
["Optional Features",{"$nulls":127},"-"]
["VSpeckle I","V30598",6000257,"停用","I型组织斑点噪声抑制技术","VSpeckle I",null,"海外/国内","ALL",null,2,"ChangSha/SuZhou","-","-","-","-","-","-","-","X","X","X","X","X","X","X","X","X","X","X","X","X","X","X","X","X","X","X","X","X","X","X","X","X","X","X","X","X","X","X","X","X","X","X","-","-","-","-","-","-","-","-","-","-","-","-","-","-","-","-","-","-","X","X","X","X","X","X","X","X","X","X","X","X","X","X","X","X","X","X","X","X","X","X","X","X","X","X","X","X","X","X","-","-","-","-","-","-","X","X","X","X","X","X","X","X","X","X","X","X","X","X","X","X","X","X","X","X","-","X","X","X","X","X","X","X","X","X","X","X","X","X","X","X","X","X","X","X","X"]
[" VSpeckle ","V30209",6000087,"启用","组织斑点噪声抑制","VSpeckle ",null,"海外/国内","ALL",null,2,"ChangSha/SuZhou","X","X","X","X","X","X","X","X","X","X","X","X","X","X","X","X","X","X","X","X","X","X","X","X","X","X","X","X","X","X","X","X","X","X","X","X","X","X","X","X","X","X","X","X","X","X","X","X","X","X","X","X","X","X","X","X","X","X","X","X","X","X","X","X","X","X","X","X","X","X","X","X","X","X","X","X","X","X","X","X","X","X","X","X","X","X","X","X","X","X","X","X","X","X","X","X","X","X","X","X","X","X","X","X","X","X","X","X","X","X","X","X","X","X","X","X","-","X","X","X","X","X","X","X","X","X","X","X","X","X","X","X","X","X","X","X","X"]
["VFusion","V30583",6000241,"启用","复合超声成像","VFusion",null,"海外/国内","ALL",null,2,"ChangSha/SuZhou","X","X","X","X","X","X","X","X","X","X","X","X","X","X","X","X","X","X","X","X","X","X","X","X","X","X","X","X","X","X","X","X","X","X","X","X","X","X","X","X","X","X","X","X","X","X","X","X","X","X","X","X","X","X","X","X","X","X","X","X","X","X","X","X","X","X","X","X","X","X","X","X","X","X","X","X","X","X","X","X","X","X","X","X","X","X","X","X","X","X","X","X","X","X","X","X","X","X","X","X","X","X","X","X","X","X","X","X","X","X","X","X","X","X","X","X","-","X","X","X","X","X","X","X","X","X","X","X","X","X","X","X","X","X","X","X","X"]
["Auto optimization","V30584",6000242,"启用","自动优化功能","Auto optimization",null,"海外/国内","ALL",null,2,"ChangSha/SuZhou","X","X","X","X","X","X","X","X","X","X","X","X","X","X","X","X","X","X","X","X","X","X","X","X","X","X","X","X","X","X","X","X","X","X","X","X","X","X","X","X","X","X","X","X","X","X","X","X","X","X","X","X","X","X","X","X","X","X","X","X","X","X","X","X","X","X","X","X","X","X","X","X","X","X","X","X","X","X","X","X","X","X","X","X","X","X","X","X","X","X","X","X","X","X","X","X","X","X","X","X","X","X","X","X","X","X","X","X","X","X","X","X","X","X","X","X","-","X","X","X","X","X","X","X","X","X","X","X","X","X","X","X","X","X","X","X","X"]
["PWD","V30586",6000244,"启用","脉冲多普勒","PWD",null,"海外/国内","ALL",null,2,"ChangSha/SuZhou","X","X","X","X","X","X","X","X","X","X","X","X","X","X","X","X","X","X","X","X","X","X","X","X","X","X","X","X","X","X","X","X","X","X","X","X","X","X","X","X","X","X","X","X","X","X","X","X","X","X","X","X","X","X","X","X","X","X","X","X","X","X","X","X","X","X","X","X","X","X","X","X","X","X","X","X","X","X","X","X","X","X","X","X","X","X","X","X","X","X","X","X","X","X","X","X","X","X","X","X","X","X","X","X","X","X","X","X","X","X","X","X","X","X","X","X","-","X","X","X","X","X","X","X","X","X","X","X","X","X","X","X","X","X","X","X","X"]
["Readzoom","V30590",6000248,"启用","局部放大","Readzoom",null,"海外/国内","ALL",null,2,"ChangSha/SuZhou","X","X","X","X","X","X","X","X","X","X","X","X","X","X","X","X","X","X","X","X","X","X","X","X","X","X","X","X","X","X","X","X","X","X","X","X","X","X","X","X","X","X","X","X","X","X","X","X","X","X","X","X","X","X","X","X","X","X","X","X","X","X","X","X","X","X","X","X","X","X","X","X","X","X","X","X","X","X","X","X","X","X","X","X","X","X","X","X","X","X","X","X","X","X","X","X","X","X","X","X","X","X","X","X","X","X","X","X","X","X","X","X","X","X","X","X","-","X","X","X","X","X","X","X","X","X","X","X","X","X","X","X","X","X","X","X","X"]
["CFI function","V30591",6000249,"启用","彩色多普勒","CFI function",null,"海外/国内","ALL",null,2,"ChangSha/SuZhou","X","X","X","X","X","X","X","X","X","X","X","X","X","X","X","X","X","X","X","X","X","X","X","X","X","X","X","X","X","X","X","X","X","X","X","X","X","X","X","X","X","X","X","X","X","X","X","X","X","X","X","X","X","X","X","X","X","X","X","X","X","X","X","X","X","X","X","X","X","X","X","X","X","X","X","X","X","X","X","X","X","X","X","X","X","X","X","X","X","X","X","X","X","X","X","X","X","X","X","X","X","X","X","X","X","X","X","X","X","X","X","X","X","X","X","X","-","X","X","X","X","X","X","X","X","X","X","X","X","X","X","X","X","X","X","X","X"]
["PDI function","V30592",6000250,"启用","能量多普勒","PDI function",null,"海外/国内","ALL",null,2,"ChangSha/SuZhou","X","X","X","X","X","X","X","X","X","X","X","X","X","X","X","X","X","X","X","X","X","X","X","X","X","X","X","X","X","X","X","X","X","X","X","X","X","X","X","X","X","X","X","X","X","X","X","X","X","X","X","X","X","X","X","X","X","X","X","X","X","X","X","X","X","X","X","X","X","X","X","X","X","X","X","X","X","X","X","X","X","X","X","X","X","X","X","X","X","X","X","X","X","X","X","X","X","X","X","X","X","X","X","X","X","X","X","X","X","X","X","X","X","X","X","X","-","X","X","X","X","X","X","X","X","X","X","X","X","X","X","X","X","X","X","X","X"]
["CF Velocity Profile","V30593",6000251,"启用","血流速度分布图","CF Velocity Profile",null,"海外/国内","ALL",null,2,"ChangSha/SuZhou","X","X","X","X","X","X","X","X","X","X","X","X","X","X","X","X","X","X","X","X","X","X","X","X","X","X","X","X","X","X","X","X","X","X","X","X","X","X","X","X","X","X","X","X","X","X","X","X","X","X","X","X","X","X","X","X","X","X","X","X","X","X","X","X","X","X","X","X","X","X","X","X","X","X","X","X","X","X","X","X","X","X","X","X","X","X","X","X","X","X","X","X","X","X","X","X","X","X","X","X","X","X","X","X","X","X","X","X","X","X","X","X","X","X","X","X","-","X","X","X","X","X","X","X","X","X","X","X","X","X","X","X","X","X","X","X","X"]
["advanced CFI","V30594",6000252,"启用","高灵敏度彩色多普勒","advanced CFI",null,"海外/国内","ALL",null,2,"ChangSha/SuZhou","X","X","X","X","X","X","X","X","X","X","X","X","X","X","X","X","X","X","X","X","X","X","X","X","X","X","X","X","X","X","X","X","X","X","X","X","X","X","X","X","X","X","X","X","X","X","X","X","X","X","X","X","X","X","X","X","X","X","X","X","X","X","X","X","X","X","X","X","X","X","X","X","X","-","-","-","-","-","-","-","-","-","-","-","-","-","-","-","-","-","X","X","X","X","X","X","X","X","X","X","X","X","-","-","-","-","-","-","X","X","-","-","-","-","-","-","-","X","X","X","X","X","X","X","X","X","X","X","X","X","X","X","X","X","X","-","-"]
["B/Color steer","V30595",6000253,"启用","灰阶与彩色独立偏转","B/Color steer",null,"海外/国内","ALL",null,2,"ChangSha/SuZhou","X","X","X","X","X","X","X","X","X","X","X","X","X","X","X","X","X","X","X","X","X","X","X","X","X","X","X","X","X","X","X","X","X","X","X","X","X","X","X","X","X","X","X","X","X","X","X","X","X","X","X","X","X","X","X","X","X","X","X","X","X","X","X","X","X","X","X","X","X","X","X","X","X","X","X","X","X","X","X","X","X","X","X","X","X","X","X","X","X","X","X","X","X","X","X","X","X","X","X","X","X","X","X","X","X","X","X","X","X","X","X","X","X","X","X","X","-","X","X","X","X","X","X","X","X","X","X","X","X","X","X","X","X","X","X","X","X"]
["Image Clipboard","V30597",6000255,"启用","图像剪贴板功能","Image Clipboard",null,"海外/国内","ALL",null,2,"ChangSha/SuZhou","X","X","X","X","X","X","X","X","X","X","X","X","X","X","X","X","X","X","X","X","X","X","X","X","X","X","X","X","X","X","X","X","X","X","X","X","X","X","X","X","X","X","X","X","X","X","X","X","X","X","X","X","X","X","X","X","X","X","X","X","X","X","X","X","X","X","X","X","X","X","X","X","X","X","X","X","X","X","X","X","X","X","X","X","X","X","X","X","X","X","X","X","X","X","X","X","X","X","X","X","X","X","X","X","X","X","X","X","X","X","X","X","X","X","X","X","-","X","X","X","X","X","X","X","X","X","X","X","X","X","X","X","X","X","X","X","X"]
["VTissue","V30041",3200487,"启用","组织速度特征成像","VTissue",null,"海外/国内","ALL",null,2,"ChangSha/SuZhou","X","X","X","X","X","X","X","X","X","X","X","X","X","X","X","X","X","X","X","X","X","X","X","X","X","X","X","X","X","X","X","X","X","X","X","X","X","X","X","X","X","X","X","X","X","X","X","X","X","X","X","X","X","X","X","X","X","X","X","X","X","X","X","X","X","X","X","X","X","X","X","X","X","O","O","O","O","O","O","O","O","O","O","O","O","O","O","O","O","O","X","X","X","X","X","X","X","X","X","X","X","X","O","O","O","O","O","O","-","-","-","X","O","O","X","-","-","X","X","X","X","X","X","X","X","X","X","X","O","O","O","O","O","X","X","O","O"]
["Easy Compare","V30063",6000028,"启用","记忆追踪对比技术","Easy Compare",null,"海外/国内","ALL",null,2,"ChangSha/SuZhou","X","X","X","X","X","X","X","X","X","X","X","X","X","X","X","X","X","X","X","X","X","X","X","X","X","X","X","X","X","X","X","X","X","X","X","X","X","X","X","X","X","X","X","X","X","X","X","X","X","X","X","X","X","X","X","X","X","X","X","X","X","X","X","X","X","X","X","X","X","X","X","X","X","X","X","X","X","X","X","X","X","X","X","X","X","X","X","X","X","X","X","X","X","X","X","X","X","X","X","X","X","X","X","X","X","X","X","X","-","-","-","O","X","X","X","-","-","X","X","X","X","X","X","X","X","X","X","X","X","X","X","X","X","X","X","X","X"]
["Duplex/Triplex 2D/Color/PW","V30081",6000035,"启用","二同步/三同步图像显示","Duplex/Triplex 2D/Color/PW",null,"海外/国内","ALL",null,2,"ChangSha/SuZhou","X","X","X","X","X","X","X","X","X","X","X","X","X","X","X","X","X","X","X","X","X","X","X","X","X","X","X","X","X","X","X","X","X","X","X","X","X","X","X","X","X","X","X","X","X","X","X","X","X","X","X","X","X","X","X","X","X","X","X","X","X","X","X","X","X","X","X","X","X","X","X","X","X","X","X","X","X","X","X","X","X","X","X","X","X","X","X","X","X","X","X","X","X","X","X","X","X","X","X","X","X","X","X","X","X","X","X","X","X","X","X","X","X","X","X","X","-","X","X","X","X","X","X","X","X","X","X","X","X","X","X","X","X","X","X","X","X"]
["CWD","V30051",6000016,"启用","连续多普勒","CWD",null,"海外/国内","ALL",null,2,"ChangSha/SuZhou","X","X","X","X","X","X","X","X","X","X","X","X","X","X","X","X","X","X","X","X","X","X","X","X","X","X","X","X","X","X","X","X","X","X","X","X","X","X","X","X","X","X","X","X","X","X","X","X","X","X","X","X","X","X","X","X","X","X","X","X","X","X","X","X","O","O","O","O","X","X","O","X","X","-","-","-","-","-","-","-","-","-","-","-","-","-","-","-","-","-","X","X","X","X","X","X","X","X","X","X","X","X","X","-","-","-","-","-","X","X","X","X","-","-","X","X","-","X","-","X","X","-","X","-","X","X","-","X","-","-","-","-","-","X","X","X","-"]
["FULL screen","V30310",6000143,"启用","全屏显示","FULL screen",null,"海外/国内","ALL",null,2,"ChangSha/SuZhou","X","X","X","X","X","X","X","X","X","X","X","X","X","X","X","X","X","X","X","X","X","X","X","X","X","X","X","X","X","X","X","X","X","X","X","X","X","X","X","X","X","X","X","X","X","X","X","X","X","X","X","X","X","X","X","X","X","X","X","X","X","X","X","X","X","X","X","X","X","X","X","X","X","X","X","X","X","X","X","X","X","X","X","X","X","X","X","X","X","X","X","X","X","X","X","X","X","X","X","X","X","X","X","X","X","X","X","X","X","X","X","X","X","X","X","X","-","X","X","X","X","X","X","X","X","X","X","X","X","X","X","X","X","X","X","X","X"]
["Smart Touch Zoom","V30175",6000067,"启用","图像触摸屏缩放操作模式","Smart Touch Zoom",null,"海外/国内","ALL",null,2,"ChangSha/SuZhou","Δ","Δ","Δ","Δ","Δ","Δ","Δ","Δ","Δ","Δ","Δ","Δ","Δ","Δ","Δ","Δ","Δ","Δ","Δ","Δ","Δ","Δ","Δ","Δ","Δ","Δ","Δ","Δ","Δ","Δ","Δ","Δ","Δ","Δ","Δ","Δ","Δ","Δ","Δ","Δ","Δ","Δ","Δ","Δ","Δ","Δ","Δ","Δ","Δ","Δ","Δ","Δ","Δ","Δ","Δ","Δ","Δ","Δ","Δ","Δ","Δ","Δ","Δ","Δ","Δ","Δ","Δ","Δ","Δ","Δ","Δ","Δ","Δ","Δ","Δ","Δ","Δ","Δ","Δ","Δ","Δ","Δ","Δ","Δ","Δ","Δ","Δ","Δ","Δ","Δ","Δ","Δ","Δ","Δ","Δ","Δ","Δ","Δ","Δ","Δ","Δ","Δ","Δ","Δ","Δ","Δ","Δ","Δ","-","-","-","-","-","-","-","-","-","Δ","Δ","Δ","Δ","Δ","Δ","Δ","Δ","Δ","Δ","Δ","Δ","Δ","Δ","Δ","Δ","Δ","Δ","Δ","Δ"]
["B+CF simultaneously ","V30064",6000029,"启用","灰阶与彩色双幅显示","B+CF simultaneously ",null,"海外/国内","ALL",null,2,"ChangSha/SuZhou","X","X","X","X","X","X","X","X","X","X","X","X","X","X","X","X","X","X","X","X","X","X","X","X","X","X","X","X","X","X","X","X","X","X","X","X","X","X","X","X","X","X","X","X","X","X","X","X","X","X","X","X","X","X","X","X","X","X","X","X","X","X","X","X","X","X","X","X","X","X","X","X","X","X","X","X","X","X","X","X","X","X","X","X","X","X","X","X","X","X","X","X","X","X","X","X","X","X","X","X","X","X","X","X","X","X","X","X","X","X","X","X","X","X","X","X","-","X","X","X","X","X","X","X","X","X","X","X","X","X","X","X","X","X","X","X","X"]
["TView ","V30052",6000017,"启用","梯形成像","TView ",null,"海外/国内","ALL",null,2,"ChangSha/SuZhou","X","X","X","X","X","X","X","X","X","X","X","X","X","X","X","X","X","X","X","X","X","X","X","X","X","X","X","X","X","X","X","X","X","X","X","X","X","X","X","X","X","X","X","X","X","X","X","X","X","X","X","X","X","X","X","X","X","X","X","X","X","X","X","X","X","X","X","X","X","X","X","X","X","X","X","X","X","X","X","X","X","X","X","X","X","X","X","X","X","X","X","X","X","X","X","X","X","X","X","X","X","X","X","X","X","X","X","X","X","X","X","X","X","X","X","X","-","X","X","X","X","X","X","X","X","X","X","X","X","X","X","X","X","X","X","X","X"]
["Pview","V30031",3200470,"启用","宽景成像","Pview",null,"海外/国内","ALL",null,2,"ChangSha/SuZhou","X","X","O","O","O","O","X","X","X","X","X","X","X","X","X","X","X","X","X","X","O","O","O","O","X","X","X","X","X","X","X","X","X","X","X","X","O","X","X","X","O","O","X","X","X","X","O","O","O","O","O","O","O","O","O","O","O","O","O","O","O","O","O","O","O","O","O","O","O","O","O","O","O","O","O","O","O","O","O","O","O","O","O","O","O","O","O","O","O","O","X","X","X","X","X","X","O","O","O","O","O","O","O","O","O","O","O","O","O","O","O","X","O","O","O","O","-","O","-","-","-","O","-","-","-","-","O","-","-","-","-","O","-","O","O","O","O"]
["MAM (multi angle M mode)","V30021",6000008,"启用","全方位M型","MAM (multi angle M mode)",null,"海外/国内","ALL",null,2,"ChangSha/SuZhou","X","X","O","O","O","O","X","X","X","X","X","X","X","X","X","X","X","X","X","X","X","X","X","X","X","X","X","X","X","X","X","X","X","X","X","X","X","X","X","X","X","X","X","X","X","X","O","O","O","O","O","O","O","O","O","O","O","O","O","O","O","X","X","O","O","O","O","O","O","O","O","O","O","O","O","O","O","O","O","O","O","O","O","O","O","O","O","O","O","O","X","X","X","O","O","X","X","X","X","O","O","O","O","O","O","O","O","O","O","O","O","X","O","O","O","O","-","O","-","X","X","-","O","-","O","O","-","O","-","O","O","-","O","X","O","O","O"]
["Curve M Mode","V30596",6000254,"启用","曲线解剖M型","Curve M Mode",null,"海外/国内","ALL",null,2,"ChangSha/SuZhou","X","X","X","X","X","X","X","X","X","X","X","X","X","X","X","X","X","X","X","X","X","X","X","X","X","X","X","X","X","X","X","X","X","X","X","X","X","X","X","X","X","X","X","X","X","X","X","X","X","X","X","X","X","X","X","X","X","X","X","X","X","X","X","X","X","X","X","X","X","X","X","X","X","X","X","X","X","X","X","X","X","X","X","X","X","X","X","X","X","X","X","X","X","X","X","X","X","X","X","X","X","X","X","X","X","X","X","X","X","X","X","X","X","X","X","X","X","X","X","X","X","X","X","X","X","X","X","X","X","X","X","X","X","X","X","X","X"]
["Color M mode","V30061",6000026,"启用","彩色M型","Color M mode",null,"海外/国内","ALL",null,2,"ChangSha/SuZhou","X","X","X","X","X","X","X","X","X","X","X","X","X","X","X","X","X","X","X","X","X","X","X","X","X","X","X","X","X","X","X","X","X","X","X","X","X","X","X","X","X","X","X","X","X","X","X","X","X","X","X","X","X","X","X","X","X","X","X","X","X","X","X","X","X","O","O","X","X","X","X","X","X","O","Δ","Δ","Δ","Δ","Δ","Δ","Δ","Δ","Δ","Δ","Δ","Δ","Δ","Δ","-","Δ","X","X","X","X","X","X","X","X","X","X","X","X","O","O","O","O","O","O","X","X","O","X","Δ","Δ","X","X","-","X","-","O","O","-","O","-","O","O","-","O","-","O","O","-","O","X","X","O","O"]
["Tissue Doppler (TD)","V30065",6000030,"启用","组织多普勒","Tissue Doppler (TD)",null,"海外/国内","ALL",null,2,"ChangSha/SuZhou","X","X","O","O","O","O","X","X","X","X","X","X","X","X","X","X","X","X","X","X","O","O","O","O","X","X","X","X","X","X","X","X","X","X","X","X","X","O","O","X","X","X","X","X","X","X","O","O","O","O","O","O","O","O","O","O","O","O","O","O","X","X","X","X","Δ","O","O","Δ","O","O","Δ","O","O","X","O","O","O","Δ","Δ","Δ","Δ","Δ","Δ","Δ","Δ","Δ","Δ","Δ","Δ","Δ","X","X","X","X","X","X","X","X","X","X","X","X","O","Δ","Δ","Δ","Δ","Δ","X","X","X","X","Δ","Δ","X","X","-","X","-","X","X","-","O","-","O","O","-","O","-","O","O","-","O","X","X","O","Δ"]
["Tissue Velocity Imaging (TVI)","V30036",3200475,"启用","组织速度成像","Tissue Velocity Imaging (TVI)",null,"海外/国内","ALL",null,2,"ChangSha/SuZhou","X","X","O","O","O","O","X","X","X","X","X","X","X","X","X","X","X","X","X","X","O","O","O","O","X","X","X","X","X","X","X","X","X","X","X","X","X","-","X","-","-","-","X","X","X","X","O","O","O","O","O","O","O","O","O","O","O","O","O","O","X","X","X","X","-","-","-","-","-","-","-","-","-","O","Δ","Δ","Δ","Δ","Δ","Δ","Δ","Δ","Δ","Δ","Δ","Δ","Δ","Δ","Δ","Δ","X","X","X","X","X","X","O","O","O","X","X","X","Δ","X","Δ","Δ","Δ","Δ","X","X","O","O","Δ","Δ","-","-","-","X","-","X","X","-","O","-","O","O","-","O","-","-","-","-","-","O","X","Δ","Δ"]
["Tissue Velocity M-mode (TVM)","V30039",3200483,"启用","组织速度M型","Tissue Velocity M-mode (TVM)",null,"海外/国内","ALL",null,2,"ChangSha/SuZhou","X","X","O","O","O","O","X","X","X","X","X","X","X","X","X","X","X","X","X","X","X","X","X","X","X","X","X","X","X","X","X","X","X","X","X","X","X","O","O","X","X","X","X","X","X","X","O","O","O","O","O","O","O","O","O","O","O","O","O","O","X","X","X","X","Δ","O","O","Δ","O","O","Δ","O","O","O","Δ","Δ","Δ","-","O","O","-","-","Δ","Δ","Δ","-","-","Δ","Δ","Δ","X","X","X","O","O","O","O","O","O","O","O","O","Δ","Δ","Δ","Δ","Δ","Δ","X","X","O","O","Δ","Δ","O","-","-","O","-","O","O","-","O","-","O","O","-","O","-","Δ","Δ","-","Δ","O","O","Δ","Δ"]
["Tissue Power Imaging (TPI)","V30170",6000069,"启用","组织多普勒能量图","Tissue Power Imaging (TPI)",null,"海外/国内","ALL",null,2,"ChangSha/SuZhou","Δ","Δ","Δ","Δ","Δ","Δ","Δ","Δ","Δ","Δ","Δ","Δ","Δ","Δ","Δ","Δ","Δ","Δ","Δ","Δ","Δ","Δ","Δ","Δ","Δ","Δ","Δ","Δ","Δ","Δ","Δ","Δ","Δ","Δ","Δ","Δ","Δ","Δ","Δ","Δ","Δ","Δ","Δ","Δ","Δ","Δ","Δ","Δ","Δ","Δ","Δ","Δ","Δ","Δ","Δ","Δ","Δ","Δ","Δ","Δ","Δ","Δ","Δ","Δ","Δ","Δ","Δ","Δ","Δ","Δ","Δ","Δ","Δ","Δ","Δ","Δ","Δ","Δ","Δ","Δ","Δ","Δ","Δ","Δ","Δ","Δ","Δ","Δ","Δ","Δ","Δ","Δ","Δ","Δ","Δ","Δ","Δ","Δ","Δ","Δ","Δ","Δ","Δ","Δ","Δ","Δ","Δ","Δ","-","-","-","-","-","-","-","-","-","Δ","-","Δ","Δ","-","Δ","-","Δ","Δ","-","Δ","-","Δ","Δ","-","Δ","Δ","Δ","Δ","Δ"]
["Auto IMT","V30033",3200472,"启用","颈动脉内中膜自动测量","Auto IMT",null,"海外/国内","ALL",null,2,"ChangSha/SuZhou","X","X","X","X","O","O","X","X","X","X","X","X","X","X","X","X","X","X","X","X","X","X","X","X","X","X","X","X","X","X","X","X","X","X","X","X","X","X","X","X","X","X","X","X","X","X","O","O","O","O","O","O","X","X","X","O","O","O","O","O","X","X","X","X","O","O","O","O","O","O","O","O","O","O","O","O","O","Δ","Δ","Δ","Δ","Δ","O","O","O","O","O","Δ","Δ","Δ","X","X","X","X","X","X","X","X","X","X","X","X","O","O","O","O","O","O","X","X","O","O","O","O","X","-","-","X","-","O","O","-","O","-","O","O","-","O","-","O","O","-","O","X","X","O","O"]
["Auto EF","V30149",6000062,"启用","左心室射血分数自动测量包","Auto EF",null,"海外/国内","ALL",null,2,"ChangSha/SuZhou","X","X","O","O","O","O","X","X","X","X","X","X","X","X","X","X","X","X","X","X","X","X","X","X","X","X","X","X","X","X","X","X","X","X","X","X","X","X","X","X","X","X","X","X","X","X","O","O","O","O","O","O","O","O","O","O","O","O","O","O","X","X","X","O","O","O","O","O","O","O","O","O","O","O","O","O","O","O","O","O","O","O","O","O","O","O","O","O","O","O","X","X","X","X","X","X","X","X","X","X","X","X","O","O","O","O","O","O","-","-","-","O","-","-","-","-","-","X","-","X","X","-","O","-","O","O","-","O","-","O","O","-","O","X","X","O","O"]
["Auto OB","V30171",6000070,"启用","产科自动测量","Auto OB",null,"海外/国内","ALL",null,2,"ChangSha/SuZhou","X","X","X","X","X","X","X","X","X","X","X","X","X","X","X","X","X","X","X","X","X","X","X","X","X","X","X","X","X","X","X","X","X","X","X","X","X","X","X","X","X","X","X","X","X","X","X","X","X","X","X","X","X","X","X","X","X","X","X","X","X","X","X","X","X","X","X","X","X","X","X","X","X","X","X","X","X","X","X","X","X","X","X","X","X","X","X","X","X","X","X","X","O","X","X","O","X","X","X","X","X","X","X","X","X","X","X","X","-","-","-","O","-","-","-","-","-","X","-","-","-","-","-","-","-","-","-","-","-","-","-","-","-","X","X","X","O"]
["Auto Bladder","V30172",6000071,"启用","膀胱自动测量","Auto Bladder",null,"海外/国内","ALL",null,2,"ChangSha/SuZhou","X","X","X","X","X","X","X","X","X","X","X","X","X","X","X","X","X","X","X","X","X","X","X","X","X","X","X","X","X","X","X","X","X","X","X","X","X","X","X","X","X","X","X","X","X","X","X","X","X","X","X","X","X","X","X","X","X","X","X","X","X","X","X","X","X","X","X","X","X","X","X","X","X","X","X","X","X","X","X","X","X","X","X","X","X","X","X","X","X","X","X","X","X","X","X","X","X","X","X","X","X","X","X","X","X","X","X","X","-","-","-","O","-","-","-","-","-","X","-","-","-","-","-","-","-","-","-","-","-","-","-","-","-","X","X","X","O"]
["Elastic imaging","V30053",6000018,"启用","Elastic imaging压力式弹性成像","Elastic imaging",null,"海外/国内","ALL",null,2,"ChangSha/SuZhou","X","X","X","X","X","X","X","X","X","X","X","X","X","X","X","X","X","X","X","X","X","X","X","X","X","X","X","X","X","X","X","X","X","X","X","X","X","X","X","X","X","X","X","X","X","X","X","X","X","X","Δ","Δ","X","X","X","X","X","X","X","X","X","X","X","X","X","X","X","X","Δ","Δ","Δ","Δ","Δ","-","-","-","-","-","-","-","-","-","-","-","-","-","-","-","-","-","X","X","X","O","O","O","O","O","O","O","O","O","Δ","Δ","Δ","Δ","Δ","Δ","O","O","O","-","Δ","Δ","O","-","-","O","-","-","-","O","-","-","-","-","O","-","-","-","-","-","-","O","O","Δ","Δ"]
["Contrast imaging","V30054",6000019,"启用","CBI微泡造影成像","Contrast imaging",null,"海外/国内","ALL",null,2,"ChangSha/SuZhou","-","O","Δ","Δ","Δ","Δ","X","X","O","O","O","O","O","O","O","O","O","O","O","O","O","O","O","O","O","O","O","O","O","O","O","O","O","O","O","O","O","O","O","O","O","O","O","-","O","-","O","O","O","O","Δ","Δ","Δ","Δ","Δ","Δ","Δ","Δ","Δ","Δ","O","O","O","O","O","O","O","O","Δ","Δ","Δ","Δ","Δ","-","-","-","-","-","-","-","-","-","-","-","-","-","-","-","-","-","X","X","X","O","O","O","O","O","O","O","O","O","Δ","Δ","Δ","Δ","Δ","Δ","O","-","-","-","-","-","-","O","-","O","-","O","O","-","-","-","O","O","-","-","-","-","-","-","-","O","O","Δ","Δ"]
["vFlash","V30176",6000072,"启用","声动力成像","vFlash",null,"海外/国内","ALL",null,2,"ChangSha/SuZhou","-","-","-","-","-","-","-","Δ","Δ","Δ","Δ","Δ","Δ","Δ","-","-","Δ","Δ","Δ","Δ","Δ","Δ","Δ","Δ","-","-","-","-","-","-","-","-","-","-","-","-","Δ","Δ","Δ","Δ","-","-","-","-","-","-","-","-","-","-","-","-","-","-","-","-","-","-","-","-","-","-","-","-","-","-","-","-","-","-","-","-","-","-","-","-","-","-","-","-","-","-","-","-","-","-","-","-","-","-","-","-","-","-","-","-","-","-","-","-","-","-","-","-","-","-","-","-","-","-","-","-","-","-","-","-","-","-","-","-","-","-","-","-","-","-","-","-","-","-","-","-","-","-","-","-","-"]
["Needle enhancement","V30080",6000034,"启用","穿刺增强","Needle enhancement",null,"海外/国内","ALL",null,2,"ChangSha/SuZhou","X","X","O","O","O","O","-","X","X","X","X","X","X","X","X","X","X","X","X","X","X","X","X","X","X","X","X","X","X","X","X","X","X","X","X","X","X","X","X","X","X","X","X","X","X","X","O","O","O","O","O","O","O","O","O","O","O","O","O","O","X","X","X","X","X","X","X","X","O","O","O","O","O","O","O","O","O","O","O","O","O","O","O","O","O","O","O","O","O","O","X","X","X","X","X","X","X","X","X","X","X","X","X","X","X","X","X","X","-","-","-","X","-","-","-","-","-","X","X","X","X","X","X","X","X","X","X","X","X","X","X","X","X","X","X","X","X"]
["SGC","V30107",6000050,"启用","扫描增益补偿","SGC",null,"海外/国内","ALL",null,2,"ChangSha/SuZhou","X","X","X","X","X","X","X","X","X","X","X","X","X","X","X","X","X","X","X","X","X","X","X","X","X","X","X","X","X","X","X","X","X","X","X","X","X","X","X","X","X","X","X","X","X","X","X","X","X","X","X","X","X","X","X","X","X","X","X","X","X","X","X","X","X","X","X","X","X","X","X","X","X","X","X","X","X","X","X","X","X","X","X","X","X","X","X","X","X","X","X","X","X","X","X","X","O","O","O","O","O","O","O","O","O","O","O","O","X","X","X","X","X","X","O","O","-","O","O","O","O","O","O","O","O","O","O","O","O","O","O","O","O","O","O","O","O"]
["Tutorials","V30195",6000079,"启用","超声教学功能","Tutorials",null,"海外/国内","ALL",null,2,"ChangSha/SuZhou","X","X","X","X","X","X","X","X","X","X","X","X","X","X","X","X","X","X","X","X","X","X","X","X","X","X","X","X","X","X","X","X","X","X","X","X","X","X","X","X","X","X","X","X","X","X","X","X","X","X","X","X","X","X","X","X","X","X","X","X","X","X","X","X","X","X","X","X","X","X","X","X","X","X","X","X","X","X","X","X","X","X","X","X","X","X","X","X","X","X","X","X","X","X","X","X","X","X","X","X","X","X","X","X","X","X","X","X","O","O","X","-","X","X","X","X","-","X","-","-","-","X","-","-","-","-","X","-","-","-","-","X","-","X","X","X","X"]
["PWV","V30210",6000088,"启用","脉搏波定量分析","PWV",null,"海外/国内","ALL",null,2,"ChangSha/SuZhou","O","O","Δ","Δ","Δ","Δ","O","X","O","O","O","O","O","O","O","O","O","O","O","O","O","O","O","O","O","O","O","O","O","O","O","O","O","O","O","O","O","O","O","O","O","O","O","O","O","O","O","O","O","O","Δ","Δ","Δ","Δ","Δ","Δ","Δ","Δ","Δ","Δ","Δ","Δ","Δ","Δ","Δ","Δ","Δ","Δ","Δ","Δ","Δ","Δ","Δ","Δ","Δ","Δ","Δ","Δ","Δ","Δ","Δ","Δ","Δ","Δ","Δ","Δ","Δ","Δ","Δ","Δ","O","O","X","O","O","O","O","O","O","Δ","Δ","Δ","Δ","Δ","Δ","Δ","Δ","Δ","-","-","-","-","-","-","-","-","-","Δ","-","-","-","-","-","-","-","-","-","-","-","-","-","-","-","O","Δ","Δ","Δ"]
["AMAS( Automatic measurement of Arterial stiffness ) ","V30354",6000167,"启用","整体动脉僵硬度自动测量系统","AMAS( Automatic measurement of Arterial stiffness )",null,"海外/国内","ALL",null,2,"ChangSha/SuZhou","O","O","Δ","Δ","Δ","Δ","O","X","O","O","O","O","O","O","O","O","O","O","O","O","O","O","O","O","O","O","O","O","O","O","O","O","O","O","O","O","O","O","O","O","O","O","O","O","O","O","O","O","O","O","Δ","Δ","Δ","Δ","Δ","Δ","Δ","Δ","Δ","Δ","Δ","Δ","Δ","Δ","Δ","Δ","Δ","Δ","Δ","Δ","Δ","Δ","Δ","Δ","Δ","Δ","Δ","Δ","Δ","Δ","Δ","Δ","Δ","Δ","Δ","Δ","Δ","Δ","Δ","Δ","O","O","X","O","O","O","Δ","Δ","Δ","Δ","Δ","Δ","Δ","Δ","Δ","Δ","Δ","Δ","-","-","-","-","-","-","-","-","-","Δ","-","-","-","-","-","-","-","-","-","-","-","-","-","-","-","Δ","Δ","Δ","Δ"]
["Stress Echo","V30211",6000089,"启用","负荷成像","Stress Echo",null,"海外/国内","ALL",null,2,"ChangSha/SuZhou","O","O","O","O","O","O","X","X","X","X","X","X","X","X","x","x","O","O","O","O","O","O","O","O","O","O","O","O","O","O","O","O","O","O","O","O","x","O","x","O","O","O","O","O","O","O","O","O","O","O","O","O","O","O","O","O","O","O","O","O","O","O","O","O","O","-","-","O","O","-","-","O","O","O","O","O","O","O","O","O","O","O","O","O","O","O","O","O","O","O","X","O","X","O","O","O","O","O","O","O","O","O","Δ","Δ","Δ","Δ","Δ","Δ","-","-","-","-","-","-","-","-","-","O","-","-","-","-","-","-","-","-","-","-","-","-","-","-","-","O","O","Δ","Δ"]
["2D auto follicle","V30212",6000090,"启用","二维卵泡自动测量","2D auto follicle",null,"海外/国内","ALL",null,2,"ChangSha/SuZhou","X","X","X","X","O","O","X","x","x","x","x","x","x","x","x","x","x","x","x","x","x","x","x","x","X","X","X","X","X","X","X","X","X","X","X","X","x","x","x","X","X","X","X","X","X","X","O","O","O","O","O","O","X","X","X","O","O","O","O","O","x","X","X","x","X","X","X","X","O","O","O","O","O","O","O","O","O","O","O","O","O","O","O","O","O","O","O","O","O","O","X","O","O","X","O","O","O","O","O","O","O","O","O","O","O","O","O","O","-","-","-","-","-","-","-","-","-","O","-","-","-","-","-","-","-","-","-","-","-","-","-","-","-","O","O","O","O"]
["HSG","V30215",6000092,"启用","输卵管容积造影","HSG",null,"海外/国内","ALL",null,2,"ChangSha/SuZhou","Δ","O","Δ","Δ","Δ","Δ","Δ","X","X","X","X","X","X","X","X","X","X","X","X","X","X","X","X","X","O","O","O","O","O","O","O","O","O","O","O","O","X","X","X","X","O","O","O","Δ","Δ","Δ","Δ","Δ","Δ","Δ","Δ","Δ","Δ","Δ","Δ","Δ","Δ","Δ","Δ","Δ","O","O","O","O","X","X","X","X","Δ","Δ","Δ","Δ","Δ","Δ","Δ","Δ","Δ","Δ","Δ","Δ","Δ","Δ","Δ","Δ","Δ","Δ","Δ","Δ","Δ","Δ","Δ","-","Δ","Δ","-","Δ","Δ","Δ","Δ","Δ","Δ","Δ","Δ","Δ","Δ","Δ","Δ","Δ","-","-","-","-","-","-","-","-","-","Δ","-","-","-","-","-","-","-","-","-","-","-","-","-","-","-","Δ","Δ","Δ","Δ"]
["VINNO   Cardiac Quantification","V30291",6000101,"启用","辅助诊疗功能","VINNO   Cardiac Quantification",null,"海外/国内","ALL",null,2,"ChangSha/SuZhou","X","X","O","O","O","O","X","O","O","O","O","O","O","O","O","O","O","O","O","O","O","O","O","O","O","O","O","O","O","O","O","O","O","O","O","O","O","O","O","O","O","O","X","X","X","X","O","O","O","O","O","O","O","O","O","O","O","O","O","O","O","O","O","O","O","O","O","O","O","O","O","O","O","O","O","O","O","O","O","O","O","O","O","O","O","O","O","O","O","O","X","X","X","X","X","X","O","O","O","O","O","O","O","O","O","O","O","O","-","-","-","-","-","-","-","-","-","O","-","-","-","-","-","-","-","-","-","-","-","-","-","-","-","O","O","O","O"]
["Zone Imaging","V30303",6000132,"启用","全御相关成像","Zone Imaging",null,"海外/国内","ALL",null,2,"ChangSha/SuZhou","X","X","X","X","X","X","X","X","X","X","X","X","X","X","X","X","X","X","X","X","X","X","X","X","X","X","X","X","X","X","X","X","X","X","X","X","X","X","X","X","X","X","X","X","X","X","X","X","X","X","X","X","X","X","X","X","X","X","X","X","X","X","X","X","X","X","X","X","-","-","-","-","-","-","-","-","-","-","-","-","-","-","-","-","-","-","-","-","-","-","X","X","X","X","X","X","X","X","X","-","-","-","-","-","-","-","-","-","-","-","-","-","-","-","-","-","-","-","X","X","X","X","X","X","X","X","X","X","-","-","-","-","-","X","X","X","X"]
[" VFlow","V30355",6000168,"启用","高灵敏度血流"," VFlow",null,"海外/国内","ALL",null,2,"ChangSha/SuZhou","X","X","X","X","X","X","X","X","X","X","X","X","X","X","X","X","X","X","X","X","X","X","X","X","X","X","X","X","X","X","X","X","X","X","X","X","X","X","X","X","X","X","X","X","X","X","X","X","X","X","X","X","X","X","X","X","X","X","X","X","X","X","X","X","X","X","X","X","-","-","-","-","-","-","-","-","-","-","-","-","-","-","-","-","-","-","-","-","-","-","X","X","X","X","X","X","X","X","X","-","-","-","-","-","-","-","-","-","-","-","-","-","-","-","-","-","-","-","X","X","X","X","X","X","X","X","X","X","-","-","-","-","-","X","-","-","-"]
["Strain Imaging","V30356",6000169,"启用","应变成像","Strain Imaging",null,"海外/国内","ALL",null,2,"ChangSha/SuZhou","O","O","O","O","O","O","X","X","O","O","O","O","O","O","O","O","O","O","O","O","O","O","O","O","O","O","O","O","O","O","O","O","O","O","O","O","O","O","O","O","O","O","O","O","O","O","X","X","X","X","O","O","O","O","O","O","O","O","O","O","Δ","Δ","Δ","Δ","Δ","Δ","Δ","Δ","Δ","Δ","Δ","Δ","Δ","Δ","Δ","Δ","Δ","Δ","Δ","Δ","Δ","Δ","Δ","Δ","Δ","Δ","Δ","Δ","Δ","Δ","X","X","X","O","O","O","O","O","O","O","O","O","Δ","Δ","Δ","Δ","Δ","Δ","-","-","-","-","-","-","-","-","-","O","-","-","-","-","-","-","-","-","-","-","-","-","-","-","-","O","O","Δ","Δ"]
["VAid (Real-time Auto Breast Lesion Detection)","V30357",6000170,"启用","乳腺自动化病灶辅助检测","VAid (Real-time Auto Breast Lesion Detection)",null,"海外/国内","ALL",null,2,"ChangSha/SuZhou","X","X","Δ","Δ","Δ","Δ","X","X","O","O","O","O","O","O","O","O","O","O","O","O","O","O","O","O","O","O","O","O","O","O","O","O","O","O","O","O","O","O","O","O","O","O","X","X","X","X","Δ","Δ","Δ","Δ","Δ","Δ","Δ","Δ","Δ","Δ","Δ","Δ","Δ","Δ","O","O","O","O","O","O","O","Δ","Δ","Δ","Δ","Δ","Δ","Δ","Δ","Δ","Δ","Δ","Δ","Δ","Δ","Δ","Δ","Δ","Δ","Δ","Δ","Δ","Δ","Δ","X","O","O","O","O","O","Δ","O","O","O","O","O","O","Δ","Δ","Δ","Δ","Δ","-","-","-","-","-","-","-","-","-","O","-","-","-","-","-","-","-","-","-","-","-","-","-","-","-","O","O","O","Δ"]
["VAid Liver","V30616",6000274,"启用","肝脏自动检测分析","VAid Liver",null,"海外/国内","ALL",null,2,"ChangSha/SuZhou","X","X",{"$nulls":4},"X",{"$nulls":5},"O","O","O","O","O","O","O","O","O","O","O","O","O","O","O","O","O","O","O","O","O","O","O","O",{"$nulls":6},"X","X","X","X",{"$nulls":44},"X","O","O","O","O","O",{"$nulls":37},"-","-","-","-"]
["VAid Thyroid","V30617",6000275,"启用","甲状腺自动检测分析","VAid Thyroid",null,"海外/国内","ALL",null,2,"ChangSha/SuZhou","X","X",{"$nulls":4},"X",{"$nulls":5},"O","O","O","O","O","O","O","O","O","O","O","O","O","O","O","O","O","O","O","O","O","O","O","O",{"$nulls":6},"X","X","X","X",{"$nulls":44},"X","O","O","O","O","O",{"$nulls":37},"-","-","-","-"]
["VReport","V30363",6000173,"启用","VReport（软件）","VReport",null,"海外/国内","ALL",null,2,"ChangSha/SuZhou","X","X","O","O","O","O","O","X","O","O","O","O","O","O","O","O","O","O","O","O","O","O","O","O","O","O","O","O","O","O","O","O","O","O","O","O","O","O","O","O","O","O","X","X","X","X","O","O","O","O","O","O","O","O","O","O","O","O","O","O","O","O","O","O","O","O","O","O","O","O","O","O","O","O","O","O","O","O","O","O","O","O","O","O","O","O","O","O","O","O","O","X","X","O","X","X","O","O","O","O","O","O","O","O","O","O","O","O","-","-","-","-","-","-","-","-","-","O","O","O","O","O","O","O","O","O","O","O","O","O","O","O","O","O","O","O","O"]
["VSPORT","V30386",6000177,"启用","运动版","VSPORT",null,"海外/国内","ALL",null,2,"ChangSha/SuZhou","-","-","-","-","-","-","-","-","-","-","-","-","-","-","-","-","-","-","-","-","-","-","-","-","-","-","-","-","-","-","-","-","-","-","-","-","-","-","-","-","-","-","-","-","-","-","-","-","-","-","-","-","-","-","-","-","-","-","-","-","-","-","-","-","-","-","-","-","-","-","-","-","-","-","-","-","-","-","-","-","-","-","-","-","-","-","-","-","-","-","-","-","-","-","-","-","Δ","Δ","Δ","Δ","Δ","Δ","Δ","Δ","Δ","Δ","Δ","Δ","-","-","-","-","-","-","-","-","-","Δ","Δ","Δ","Δ","Δ","Δ","Δ","Δ","Δ","Δ","Δ","Δ","Δ","Δ","Δ","Δ","Δ","Δ","Δ","Δ"]
["Emergency","V30463",6000186,"启用","急诊包","Emergency",null,"海外/国内","ALL",null,2,"ChangSha/SuZhou","-","-","-","-","-","-","-","-","-","-","-","-","-","-","-","-","-","-","-","-","-","-","-","-","-","-","-","-","-","-","-","-","-","-","-","-","-","-","-","-","-","-","-","-","-","-","-","-","-","-","-","-","-","-","-","-","-","-","-","-","-","-","-","-","-","-","-","-","-","-","-","-","-","-","-","-","-","-","-","-","-","-","-","-","-","-","-","-","-","-","-","-","-","-","-","-","X","X","X","X","X","X","X","X","X","X","X","X","-","-","-","-","-","-","-","-","-","X","-","-","X","-","-","-","-","X","-","-","-","-","X","-","-","-","-","-","-"]
["Nephrology","V30464",6000187,"启用","肾内（血管通路）包","Nephrology",null,"海外/国内","ALL",null,2,"ChangSha/SuZhou","-","-","-","-","-","-","-","-","-","-","-","-","-","-","-","-","-","-","-","-","-","-","-","-","-","-","-","-","-","-","-","-","-","-","-","-","-","-","-","-","-","-","-","-","-","-","-","-","-","-","-","-","-","-","-","-","-","-","-","-","-","-","-","-","-","-","-","-","-","-","-","-","-","-","-","-","-","-","-","-","-","-","-","-","-","-","-","-","-","-","-","-","-","-","X","-","X","X","X","X","X","X","X","X","X","X","X","X","-","-","-","-","-","-","-","-","-","X","X","-","-","-","-","X","-","-","-","-","X","-","-","-","-","-","-","-","-"]
["ICU","V30465",6000188,"启用","重症包","ICU",null,"海外/国内","ALL",null,2,"ChangSha/SuZhou","-","-","-","-","-","-","-","-","-","-","-","-","-","-","-","-","-","-","-","-","-","-","-","-","-","-","-","-","-","-","-","-","-","-","-","-","-","-","-","-","-","-","-","-","-","-","-","-","-","-","-","-","-","-","-","-","-","-","-","-","-","-","-","-","-","-","-","-","-","-","-","-","-","-","-","-","-","-","-","-","-","-","-","-","-","-","-","-","-","-","-","-","-","-","-","-","X","X","X","X","X","X","X","X","X","X","X","X","-","-","-","-","-","-","-","-","-","X","-","X","-","-","-","-","X","-","-","-","-","X","-","-","-","-","-","-","-"]
["anesthesia package","V30419",6000182,"启用","神经麻醉包","anesthesia package",null,"海外/国内","ALL",null,2,"ChangSha/SuZhou","-","-","-","-","-","-","-","-","-","-","-","-","-","-","-","-","-","-","-","-","-","-","-","-","-","-","-","-","-","-","-","-","-","-","-","-","-","-","-","-","-","-","-","-","-","-","-","-","-","-","-","-","-","-","-","-","-","-","-","-","-","-","-","-","-","-","-","-","-","-","-","-","-","-","-","-","-","-","-","-","-","-","-","-","-","-","-","-","-","-","-","-","-","-","X","-","X","X","X","X","X","X","X","X","X","X","X","X","-","-","-","-","-","-","-","-","-","X","-","-","-","-","X","-","-","-","-","X","-","-","-","-","X","-","-","-","X"]
["MSK package","V30361",6000172,"启用","MSK包","MSK package",null,"海外/国内","ALL",null,2,"ChangSha/SuZhou","X","X","X","X","X","X","X","-","-","-","-","-","-","-","-","-","-","-","-","-","-","-","-","-","X","X","X","X","X","X","X","X","X","X","X","X","-","-","-","-","X","X","X","X","X","X","X","X","X","X","X","X","X","X","X","X","X","X","X","X","X","X","X","X","X","X","X","X","X","X","X","X","X","X","X","X","X","X","X","X","X","X","X","X","X","X","X","X","X","X","X","X","X","X","X","X","X","X","X","X","X","X","X","X","X","X","X","X","-","-","-","-","-","-","-","-","-","X","-","-","-","X","-","-","-","-","X","-","-","-","-","X","-","-","-","-","-"]
["VAid VTI","V30761","6000307","启用","自动左室流出道时间速度积分","VAid VTI",null,"海外/国内","ALL",null,2,"ChangSha/SuZhou","-",{"$nulls":5},"O",{"$nulls":36},"-","-","-",{"$nulls":44},"O","Δ","X","O","Δ","X",{"$nulls":37},"-","-","-","-"]
["VAid IVC","V30762",6000308,"启用","自动下腔静脉塌陷率","VAid IVC",null,"海外/国内","ALL",null,2,"ChangSha/SuZhou","-",{"$nulls":5},"O",{"$nulls":36},"-","-","-",{"$nulls":44},"O","Δ","X","O","Δ","X",{"$nulls":37},"-","-","-","-"]
["Auto DFR","V30764",6000310,"启用","自动舒张功能","Auto DFR",null,"海外/国内","ALL",null,2,"ChangSha/SuZhou","-",{"$nulls":5},"-",{"$nulls":36},"-","-","-",{"$nulls":44},"-","-","-","-","-","-",{"$nulls":37},"-","-","-","-"]
["Auto DPF","V30765",6000311,"启用","自动膈肌功能评估","Auto DPF",null,"海外/国内","ALL",null,2,"ChangSha/SuZhou","-",{"$nulls":5},"O",{"$nulls":36},"-","-","-",{"$nulls":44},"O",null,"X","O",null,"X",{"$nulls":37},"-","-","-","-"]
["POC（Point of Care）","V30785",6000319,"停用","POC包","POC package",null,"海外/国内","ALL",null,2,"ChangSha/SuZhou","-","-","-","-","-","-","-","-","-","-","-","-","-","-","-","-","-","-","-","-","-","-","-","-","-","-","-","-","-","-","-","-","-","-","-","-","-","-","-","-","-","-","-","-","-","-","-","-","-","-","-","-","-","-","-","-","-","-","-","-","-","-","-","-","-","-","-","-","-","-","-","-","-","-","-","-","-","-","-","-","-","-","-","-","-","-","-","-","-","-","-","-","-","-","-","-","-","-","-","-","-","-","-","-","-","-","-","-","-","-","-","-","-","-","-","-","-","-","-","-","-","-","-","-","-","-","-","-","-","-","-","-","-","-","-","-","-"]
["POC Work flow","V30767","6000313","启用","POC流程工具","POC Work flow",null,"海外/国内","ALL",null,2,"ChangSha/SuZhou","-",{"$nulls":5},"O",{"$nulls":36},"-","-","-",{"$nulls":44},"O",null,"X","O",null,"X",{"$nulls":37},"X","X","X","-"]
["Auto B-line","V30763",6000309,"启用","自动B线","Auto B-line",null,"海外/国内","ALL",null,2,"ChangSha/SuZhou","-",{"$nulls":5},"-",{"$nulls":36},"-","-","-",{"$nulls":44},"-","-","-","-","-","-",{"$nulls":37},"-","-","-","-"]
["Auto Nerve","V30766 ",6000312,"启用","自动神经识别","Auto Nerve",null,"海外/国内","ALL",null,2,"ChangSha/SuZhou","-",{"$nulls":5},"-",{"$nulls":36},"-","-","-",{"$nulls":44},"-","-","-","-","-","-",{"$nulls":37},"-","-","-","-"]
["Auto Pleura ","V30781","6000317","启用","胸膜自动识别","Auto Pleura ",null,"海外/国内","ALL",null,2,"ChangSha/SuZhou","-",{"$nulls":5},"O",{"$nulls":36},"-","-","-",{"$nulls":44},"O",null,"X","O",null,"X",{"$nulls":37},"-","-","-","-"]
["Remote Examination","V30420",6000183,"启用","远程考核","Remote Examination",null,"海外/国内","ALL",null,2,"ChangSha/SuZhou","-","Δ","X","X","X","X","X","X","X","X","X","X","X","X","X","X","X","X","X","X","X","X","X","X","X","X","X","X","X","X","X","X","X","X","X","X","X","X","X","X","X","X","Δ","-","Δ","-","X","X","X","X","X","X","X","X","X","X","X","X","X","X","X","X","X","X","X","X","X","X","X","X","X","X","X","X","X","X","X","X","X","X","X","X","X","X","X","X","X","X","X","X","X","X","X","X","X","X","X","X","X","X","X","X","X","X","X","X","X","X","-","-","-","-","-","-","-","-","-","X","X","X","X","X","X","X","X","X","X","X","X","X","X","X","X","X","X","X","X"]
["Shear Wave Imaging(VShear)","V30494",6000190,"启用","弹性成像","shear wave imaging",null,"海外/国内","ALL",null,2,"ChangSha/SuZhou","O","O","-","-","-","-","X","-","-","-","-","-","-","-","-","-","-","-","-","-","-","-","-","-","-","O","-","-","-","-","-","-","-","-","-","-","O","-","O","O","O","O","O","O","O","O","O","O","O","O","-","-","-","-","-","-","-","-","-","-","-","-","-","-","-","-","-","-","-","-","-","-","-","-","-","-","-","-","-","-","-","-","-","-","-","-","-","-","-","-","O","O","O","O","O","O","-","-","-","-","-","-","-","-","-","-","-","-","-","-","-","-","-","-","-","-","-","-","-","-","-","-","-","-","-","-","-","-","-","-","-","-","-","-","-","-","-"]
["VLuminous Flow","V30495",6000191,"启用","立体血流","VLuminous Flow",null,"海外/国内","ALL",null,2,"ChangSha/SuZhou","X","X","X","X","X","X","X","X","X","X","X","X","X","X","X","X","X","X","X","X","X","X","X","X","X","X","X","X","X","X","X","X","X","X","X","X","X","X","X","X","X","X","X","X","X","X","X","X","X","X","X","X","X","X","X","X","X","X","X","X","X","X","X","X","X","X","X","X","X","X","X","X","X","X","X","X","X","X","X","X","X","X","X","X","X","X","X","X","X","X","X","X","X","X","X","X","X","X","X","X","X","X","X","X","X","X","X","X","-","-","-","-","-","-","-","-","-","X","X","X","X","X","X","X","X","X","X","X","X","X","X","X","X","X","X","X","X"]
["Live IMT","V30496",6000192,"启用","实时IMT","Live IMT",null,"海外/国内","ALL",null,2,"ChangSha/SuZhou","O","O","O","O","O","O","X","X","X","X","X","X","X","X","X","X","O","O","O","O","O","O","O","O","O","O","O","O","O","O","O","O","O","O","O","O","O","O","O","O","O","O","O","O","O","O","O","O","O","O","O","O","O","O","O","O","O","O","O","O","O","O","O","O","O","O","O","O","O","O","O","O","O","O","O","O","O","O","O","O","O","O","O","O","O","O","O","O","O","O","X","O","O","O","O","O","O","O","O","O","O","O","O","O","O","O","O","O","-","-","-","-","-","-","-","-","-","O","-","-","-","-","-","-","-","-","-","-","-","-","-","-","-","O","O","O","O"]
["VAim for OB","V30497",6000193,"启用","VAim:产科自动测量","VAim for OB",null,"海外/国内","ALL",null,2,"ChangSha/SuZhou","X","X","O","O","O","O","X","X","X","X","X","X","X","X","X","X","X","X","X","X","X","X","X","X","X","X","X","X","X","X","X","X","X","X","X","X","X","X","X","X","X","X","X","X","X","X","O","O","O","O","O","O","O","O","O","O","O","O","O","O","O","O","O","O","O","O","O","O","O","O","O","O","O","O","O","O","O","O","O","O","O","O","O","O","O","O","O","O","O","O","X","X","O","X","O","O","X","X","X","O","O","O","O","O","O","O","O","O","-","-","-","-","-","-","-","-","-","O","-","-","-","-","-","-","-","-","-","-","-","-","-","-","-","X","O","O","O"]
["VAim for HIP","V30498",6000194,"启用","VAim:小儿髋关节自动测量","VAim for HIP",null,"海外/国内","ALL",null,2,"ChangSha/SuZhou","X","X","X","X","O","O","X","X","X","X","X","X","X","X","X","X","X","X","X","X","X","X","X","X","X","X","X","X","X","X","X","X","X","X","X","X","X","X","X","X","X","X","X","X","X","X","O","O","O","O","O","O","X","X","X","O","O","O","O","O","O","O","O","O","O","O","O","O","O","O","O","O","O","O","O","O","O","O","O","O","O","O","O","O","O","O","O","O","O","O","X","X","O","O","O","O","X","X","X","O","O","O","O","O","O","O","O","O","-","-","-","-","-","-","-","-","-","O","-","-","-","-","-","-","-","-","-","-","-","-","-","-","-","X","O","O","O"]
["VAim for Follicle","V30499",6000195,"启用","VAim:卵泡自动测量","VAim for Follicle",null,"海外/国内","ALL",null,2,"ChangSha/SuZhou","X","X","O","O","O","O","X","X","X","X","X","X","X","X","X","X","X","X","X","X","X","X","X","X","X","X","X","X","X","X","X","X","X","X","X","X","X","X","X","X","X","X","X","X","X","X","O","O","O","O","O","O","O","O","O","O","O","O","O","O","O","O","O","O","O","O","O","O","O","O","O","O","O","O","O","O","O","O","O","O","O","O","O","O","O","O","O","O","O","O","X","X","O","X","O","O","X","X","X","O","O","O","O","O","O","O","O","O","-","-","-","-","-","-","-","-","-","O","-","-","-","-","-","-","-","-","-","-","-","-","-","-","-","X","O","O","O"]
["VAim for Pelvic","V30500",6000196,"启用","VAim:盆底脱垂自动测量","VAim for Pelvic",null,"海外/国内","ALL",null,2,"ChangSha/SuZhou","O","O","O","O","O","O","X","X","X","X","X","X","X","X","X","X","O","O","O","O","O","O","O","O","O","O","O","O","O","O","O","O","O","O","O","O","O","O","O","O","O","O","O","O","O","O","O","O","O","O","O","O","O","O","O","O","O","O","O","O","O","O","O","O","O","O","O","O","O","O","O","O","O","O","O","O","O","O","O","O","O","O","O","O","O","O","O","O","O","O","X","X","O","O","O","O","X","X","X","O","O","O","O","O","O","O","O","O","-","-","-","-","-","-","-","-","-","O","-","-","-","-","-","-","-","-","-","-","-","-","-","-","-","X","O","O","O"]
["VAim for LEVA(3D)","V30501",6000197,"启用","VAim:3D盆底肛提肌裂孔自动测量","VAim for LEVA(3D)",null,"海外/国内","ALL",null,2,"ChangSha/SuZhou","O","O","O","O","O","O","O","X","X","X","X","X","X","X","X","X","O","O","O","O","O","O","O","O","O","O","O","O","O","O","O","O","O","O","O","O","O","O","O","O","O","O","O","O","O","O","O","O","O","O","O","O","O","O","O","O","O","O","O","O","O","O","O","O","O","O","O","O","O","O","O","O","O","O","O","O","O","O","O","O","O","O","O","O","O","O","O","O","O","O","O","O","O","O","O","O","X","X","X","O","O","O","O","O","O","O","O","O","-","-","-","-","-","-","-","-","-","O","-","-","-","-","-","-","-","-","-","-","-","-","-","-","-","X","O","O","O"]
["Customized Auto Workflow(VWork)","V30502",6000198,"启用","自定义工作流","Customized auto workflow",null,"海外/国内","ALL",null,2,"ChangSha/SuZhou","X","X","X","X","X","X","X","X","X","X","X","X","X","X","X","X","X","X","X","X","X","X","X","X","X","X","X","X","X","X","X","X","X","X","X","X","X","X","X","X","X","X","X","X","X","X","X","X","X","X","X","X","X","X","X","X","X","X","X","X","X","X","X","X","X","X","X","X","X","X","X","X","X","X","X","X","X","X","X","X","X","X","X","X","X","X","X","X","X","X","X","X","X","X","X","X","X","X","X","X","X","X","X","X","X","X","X","X","-","-","-","-","-","-","-","-","-","X","X","X","X","X","X","X","X","X","X","X","X","X","X","X","X","X","X","X","X"]
["Auto Flow Volume","V30531",6000205,"启用","血流量自动测量","Auto Flow Volume",null,"海外/国内","ALL",null,2,"ChangSha/SuZhou","X","X","O","O","O","O","X","O","O","O","O","O","O","O","O","O","O","O","O","O","O","O","O","O","O","O","O","O","O","O","O","O","O","O","O","O","O","O","O","O","O","O","X","X","X","X","O","O","O","O","O","O","O","O","O","O","O","O","O","O","O","O","O","O","O","O","O","O","O","O","O","O","O","O","O","O","O","O","O","O","O","O","O","O","O","O","O","O","O","O","X","X","X","O","X","X","O","O","O","O","O","O","O","O","O","O","O","O","-","-","-","-","-","-","-","-","-","O","X","X","X","-","-","X","X","X","-","-","X","X","X","-","-","O","O","O","O"]
["Cardiac Guide","V30554",6000217,"启用","心脏AI导航","Cardiac Guide",null,"海外/国内","ALL",null,2,"ChangSha/SuZhou","-","-","-","-","-","-","-","-","-","-","-","-","-","-","-","-","-","-","-","-","-","-","-","-","-","-","-","-","-","-","-","-","-","-","-","-","-","-","-","-","-","-","-","-","-","-","-","-","-","-","-","-","-","-","-","-","-","-","-","-","-","-","-","-","-","-","-","-","-","-","-","-","-","-","-","-","-","-","-","-","-","-","-","-","-","-","-","-","-","-","-","-","-","-","-","-","-","-","-","O","O","O","-","-","-","-","-","-","-","-","-","-","-","-","-","-","-","O","-","-","-","-","-","-","-","-","-","-","-","-","-","-","-","-","O","-","-"]
["Multi Doppler","V30624",6000282,"启用","多门多普勒","Multi Doppler",null,"海外/国内","ALL",null,2,"ChangSha/SuZhou","O","Δ","-","-","-","-","Δ","-","-","-","-","-","-","-","-","-","-","-","-","-","-","-","-","-","-","-","-","-","-","-","-","-","-","-","-","-","-","-","-","-","-","-","O","O","O","O","O","O","O","O","-","-","-","-","-","-","-","-","-","-","-","-","-","-","-","-","-","-","-","-","-","-","-","-","-","-","-","-","-","-","-","-","-","-","-","-","-","-","-","-","Δ","Δ","Δ","Δ","Δ","Δ",{"$nulls":37},"-","-","-","-"]
["Auto needle enhancement","V30739",6000301,"启用","自动穿刺增强","Auto needle enhancement",null,"海外/国内","ALL",null,2,"ChangSha/SuZhou","-","-","-","-","-","-","X","-","-","-","-","-","-","-","-","-","-","-","-","-","-","-","-","-","-","-","-","-","-","-","-","-","-","-","-","-","-","-","-","-","-","-","-","-","-","-","-","-","-","-","-","-","-","-","-","-","-","-","-","-","-","-","-","-","-","-","-","-","-","-","-","-","-","-","-","-","-","-","-","-","-","-","-","-","-","-","-","-","-","-","X","X","X","X","X","X","-","-","-","-","-","-","-","-","-","-","-","-","-","-","-","-","-","-","-",null,null,"-",{"$nulls":15},"-","-","-","-"]
["Remote consultation","V30740",6000302,"启用","远程会诊 ","Remote consultation",null,"海外/国内","ALL",null,2,"ChangSha/SuZhou","-","-","-","-","-","-","X","-","-","-","-","-","-","-","-","-","-","-","-","-","-","-","-","-","-","-","-","-","-","-","-","-","-","-","-","-","-","-","-","-","-","-","-","-","-","-","-","-","-","-","-","-","-","-","-","-","-","-","-","-","-","-","-","-","-","-","-","-","-","-","-","-","-","-","-","-","-","-","-","-","-","-","-","-","-","-","-","-","-","-","X","X","X","X","X","X","-","-","-","-","-","-","-","-","-","-","-","-","-","-","-","-","-","-","-",null,null,"-",{"$nulls":15},"-","-","-","-"]
["lung ai","V30559","6000221","启用","智能肺超","lung ai",null,"海外/国内","ALL",null,2,"ChangSha/SuZhou",{"$nulls":6},"-",{"$nulls":35},"-","-","-",{"$nulls":45},"-","-","-","-","-","-","-","-",{"$nulls":18},"-",{"$nulls":16},"-","-","-","-"]
["ECG Function","V30786",6000321,"启用","ECG 软件功能","ECG Function",null,"海外/国内","ALL",null,2,"ChangSha/SuZhou","-","-",{"$nulls":4},"O",{"$nulls":35},"-","-","-","-",{"$nulls":44},"-",null,"X","-",null,"X"]
["Research Access","V30714 ",6000293,"启用","原始科研数据导出","Research Access",null,"海外/国内","ALL",null,2,"ChangSha/SuZhou",{"$nulls":6},"-",{"$nulls":35},"-","-","-",{"$nulls":45},"-","-","-","-","-","-","-","-","-","-","-","-","-","-","-","-","-","-","-","-","-","-","-","-","-","-","-","-","-","-","-","-","-","-","-","-","-","-","-","-","-","-","-","-","-","-","-"]
["Tissue Boost ","V30626",6000284,"启用","组织自适应成像","Tissue boost",null,"海外/国内","ALL",null,2,"ChangSha/SuZhou",{"$nulls":6},"-",{"$nulls":83},"-","-","-","-","-","-","-","-","-","-","-","-","-","-","-","-","-","-","-","-","-","-","-","-","-","-","-","-","-","-","-","-","-","-","-","-","-","-","-","-","-","-","-","-","-","-","-"]
["声功率测试软件工具","V40052",6000230,"启用","声功率测试软件工具","Power test tool",null,"国内","CN",null,2,"ChangSha/SuZhou","-","-","-","-","-","-","-","-","-","-","-","-","-","-","-","-","-","-","-","-","-","-","-","-","-","-","-","-","-","-","-","-","-","-","-","-","-","-","-","-","-","-","-","-","-","-","-","-","-","-","-","-","-","-","-","-","-","-","-","-","-","-","-","-","-","-","-","-","-","-","-","-","-","-","-","-","-","-","-","-","-","-","-","-","-","-","-","-","-","-","-","-","-","-","-","-","-","-","-","-","-","-","-","-","-","-","-","-","-","-","-","-","-","-","-","O","-","-","-","-","-","-","-","-","-","-","-","-","-","-","-","-","-","-","-","-","-"]
["探头通道测试软件"," V40053 ",6000232,"启用","探头通道测试软件","Channel test tool",null,"国内","CN",null,2,"ChangSha/SuZhou","-","-","-","-","-","-","-","-","-","-","-","-","-","-","-","-","-","-","-","-","-","-","-","-","-","-","-","-","-","-","-","-","-","-","-","-","-","-","-","-","-","-","-","-","-","-","-","-","-","-","-","-","-","-","-","-","-","-","-","-","-","-","-","-","-","-","-","-","-","-","-","-","-","-","-","-","-","-","-","-","-","-","-","-","-","-","-","-","-","-","-","-","-","-","-","-","-","-","-","-","-","-","-","-","-","-","-","-","-","-","-","-","-","-","-","O","-","-","-","-","-","-","-","-","-","-","-","-","-","-","-","-","-","-","-","-","-"]
[{"$nulls":128},"-"]
[{"$nulls":128},"-"]
["3D imaging","V30135",6000057,"启用","三维成像","3D imaging",null,"海外/国内","ALL",null,2,"ChangSha/SuZhou","X","X","X","X","X","X","X","X","X","X","X","X","X","X","X","X","X","X","X","X","X","X","X","X","X","X","X","X","X","X","X","X","X","X","X","X","X","X","X","X","X","X","X","X","X","X","X","X","X","X","X","X","X","X","X","X","X","X","X","X","X","X","X","X","X","X","X","X","X","X","X","X","X","X","X","X","X","X","X","X","X","X","X","X","X","X","X","X","-","X","X","O","O","O","O","O","O","O","O","O","O","O","O","O","O","O","O","O","-","X","X","X","X","X","O","O","-","O","-","-","-","-","-","-","-","-","-","-","-","-","-","-","-","O","O","O","O"]
["Real-time grayscale 4D","V30066",6000031,"启用","实时灰阶四维","Real-time grayscale 4D",null,"海外/国内","ALL",null,2,"ChangSha/SuZhou","X","X","X","X","X","X","X","X","X","X","X","X","X","X","X","X","X","X","X","X","X","X","X","X","X","X","X","X","X","X","X","X","X","X","X","X","X","X","X","X","X","X","X","X","X","X","X","X","X","X","X","X","X","X","X","X","X","X","X","X","X","X","X","X","X","X","X","X","X","X","X","X","X","X","X","X","X","X","X","X","X","X","X","X","X","X","X","X","X","X","X","O","O","O","O","O","O","O","O","O","O","O","O","O","O","O","O","O","-","X","X","O","X","X","O","O","-","O","-","-","-","-","-","-","-","-","-","-","-","-","-","-","-","O","O","O","O"]
["Tomographic display (Mcut)","V30067",6000032,"启用","超声断层成像","Tomographic display (Mcut)",null,"海外/国内","ALL",null,2,"ChangSha/SuZhou","X","X","O","O","O","O","X","X","O","O","O","O","O","O","X","X","X","X","X","X","O","O","O","O","O","O","O","O","O","O","O","O","O","O","O","O","O","X","X","O","O","O","X","X","X","X","O","O","O","O","O","O","O","O","O","O","O","O","O","O","O","O","O","O","X","X","X","X","O","O","O","O","O","O","O","O","O","X","X","X","X","X","O ","O ","O ","O ","O ","O","O","O","X","O","O","O","O","O","O","O","O","O","O","O","O","O","O","O","O","O","-","O","O","X","O ","O ","O","-","-","O","-","-","-","-","-","-","-","-","-","-","-","-","-","-","-","O","O","O","O"]
["Parameter adjustable after freeze","V30368",6000176,"启用","冻结后调节参数","Parameter adjustable after freeze",null,"海外/国内","ALL",null,2,"ChangSha/SuZhou","X","X","X","X","X","X","X","X","X","X","X","X","X","X","X","X","X","X","X","X","X","X","X","X","X","X","X","X","X","X","X","X","X","X","X","X","X","X","X","X","X","X","X","X","X","X","X","X","X","X","X","X","X","X","X","X","X","X","X","X","X","X","X","X","X","X","X","X","X","X","X","X","X","X","X","X","X","X","X","X","X","X","X","X","X","X","X","X","X","X","X","X","X","X","X","X","X","X","X","X","X","X","X","X","X","X","X","X","-","X","X","X","X","X","X","X","-","X","-","-","-","-","-","-","-","-","-","-","-","-","-","-","-","X","X","X","X"]
["HQ (High Quality) 3D/4D","V30035",3200474,"启用","羊膜腔镜成像技术","HQ (High Quality) 3D/4D",null,"海外/国内","ALL",null,2,"ChangSha/SuZhou","X","X","X","X","X","X","O","X","X","X","X","X","X","X","X","X","X","X","X","X","X","X","X","X","O","O","O","O","O","O","O","O","O","O","O","O","X","X","X","X","O","O","X","X","X","X","X","X","X","X","X","X","X","X","X","X","X","X","X","X","O","O","O","O","O","X","X","O","Δ","Δ","Δ","Δ","Δ","Δ","Δ","Δ","Δ","O ","O ","O ","O ","O ","Δ","Δ","Δ","Δ","Δ","Δ","Δ","Δ","O","O","O","O","O","O","O","O","O","O","O","O","O","O","O","O","O","O","-","-","-","O","-","-","-","-","-","O","-","-","-","-","-","-","-","-","-","-","-","-","-","-","-","O","O","O","O"]
["Spatio Temporal Image Correlation (STIC)（自研）","V30787",6000323,"启用","时间空间相关成像","Spatio Temporal Image Correlation (STIC)",null,"海外/国内","ALL",null,2,"ChangSha/SuZhou","-","Δ",{"$nulls":10},"Δ","Δ","Δ","Δ","Δ","Δ","Δ","Δ","Δ","Δ","Δ","Δ","Δ","Δ","Δ","Δ","Δ","Δ","Δ","Δ","Δ","Δ","Δ","Δ","-","Δ",{"$nulls":5},"-","-","-",{"$nulls":14},"Δ",null,null,null,"Δ",null,null,"Δ",{"$nulls":65},"Δ","Δ","Δ","Δ"]
["Auto NT","V30040",3200484,"启用","自动颈项透明层测量","Auto NT",null,"海外/国内","ALL",null,2,"ChangSha/SuZhou","X","X","O","O","O","O","O","X","X","X","X","X","X","X","X","X","X","X","X","X","X","X","X","X","X","X","X","X","X","X","X","X","X","X","X","X","X","X","X","X","X","X","X","X","X","X","O","O","O","O","O","O","O","O","O","O","O","O","O","O","O","O","O","O","X","X","X","X","O","O","Δ","O","O","O","Δ","Δ","Δ","O ","O ","O ","O ","O ","O","O","O","O","O","Δ","Δ","Δ","O","O","O","O","O","O","O","O","O","O","O","O","O","O","O","O","O","O","-","O","O","O","O","O","O","-","-","O","-","-","-","-","-","-","-","-","-","-","-","-","-","-","-","O","O","O","O"]
["Auto IT measure","V30503",6000199,"启用","自动IT(颅内透明层)测量","Auto IT",null,"海外/国内","ALL",null,2,"ChangSha/SuZhou","X","X","O","O","O","O","O","X","X","X","X","X","X","X","X","X","X","X","X","X","X","X","X","X","X","X","X","X","X","X","X","X","X","X","X","X","X","X","X","X","X","X","X","X","X","X","O","O","O","O","O","O","O","O","O","O","O","O","O","O","O","O","O","O","X","X","X","X","O","O","Δ","O","O","O","Δ","Δ","Δ","O ","O ","O ","O ","O ","O","O","O","O","O","Δ","Δ","Δ","O","O","O","O","O","O","O","O","O","O","O","O","O","O","O","O","O","O","-","O","O","O","O","O","O","-","-","O","-","-","-","-","-","-","-","-","-","-","-","-","-","-","-","O","O","O","O"]
["Inversion mode","V30057",6000022,"启用","灰阶反转模式","Inversion mode",null,"海外/国内","ALL",null,2,"ChangSha/SuZhou","X","X","O","O","O","O","X","X","X","X","X","X","X","X","X","X","X","X","X","X","X","X","X","X","X","X","X","X","X","X","X","X","X","X","X","X","X","X","X","X","X","X","X","X","X","X","O","O","O","O","O","O","O","O","O","O","O","O","O","O","O","O","O","O","X","X","X","X","O","O","Δ","O","O","O","-","-","-","O ","O ","O ","O ","O ","O","O","O","O","O","Δ","Δ","Δ","X","O","O","O","O","O","O","O","O","O","O","O","O","O","O","O","O","O","-","X","O","O","O","O","O","-","-","O","-","-","-","-","-","-","-","-","-","-","-","-","-","-","-","O","O","O","O"]
["Magic cut","V30058",6000023,"启用","魔术刀","Magic cut",null,"海外/国内","ALL",null,2,"ChangSha/SuZhou","O","O","O","O","O","O","X","X","X","X","X","X","X","X","X","X","X","X","X","X","X","X","X","X","X","X","X","X","X","X","X","X","X","X","X","X","X","X","X","X","X","X","O","O","O","O","O","O","O","O","O","O","O","O","O","O","O","O","O","O","X","O","O","X","X","X","X","X","O","O","Δ","O","O","O","Δ","Δ","Δ","O ","O ","O ","O ","O ","O","O","O","O","O","Δ","Δ","Δ","X","O","O","O","O","O","O","O","O","O","O","O","O","O","O","O","O","O","-","X","X","O","O","O","O","-","-","O","-","-","-","-","-","-","-","-","-","-","-","-","-","-","-","O","O","O","O"]
["Smart touch panel 3D/4D operation","V30059",6000024,"启用","智能三维/四维触摸屏操作模式","Smart touch panel 3D/4D operation",null,"海外/国内","ALL",null,2,"ChangSha/SuZhou","X","X","X","X","X","X","X","X","X","X","X","X","X","X","X","X","X","X","X","X","X","X","X","X","X","X","X","X","X","X","X","X","X","X","X","X","X","X","X","X","X","X","X","X","X","X","X","X","X","X","X","X","X","X","X","X","X","X","X","X","X","O","O","X","X","X","X","X","X","X","X","X","X","X","X","X","X","X","X","X","X","X","X","X","X","X","X","X","X","X","X","O","O","O","O","O","O","O","O","O","O","O","O","O","O","O","O","O","-","-","-","O","-","-","-","-","-","O","-","-","-","-","-","-","-","-","-","-","-","-","-","-","-","O","O","O","O"]
["Free view","V30060",6000025,"启用","容积超声断层成像","Free view",null,"海外/国内","ALL",null,2,"ChangSha/SuZhou","X","X","O","O","O","O","X","X","X","X","X","X","X","X","X","X","X","X","X","X","X","X","X","X","X","X","X","X","X","X","X","X","X","X","X","X","X","X","X","X","X","X","X","X","X","X","X","X","X","X","O","O","O","O","O","O","O","O","O","O","O","O","O","O","O","O","O","O","O","O","Δ","O","O","O","Δ","Δ","Δ","O ","O ","O ","O ","O ","O","O","O","O","O","Δ","Δ","Δ","X","O","O","O","O","O","O","O","O","O","O","O","O","O","O","O","O","O","-","O","O","O","O","O","O","-","-","O","-","-","-","-","-","-","-","-","-","-","-","-","-","-","-","O","O","O","O"]
["Smart 3D Volume Calculation","V30177",6000073,"启用","智能三维容积计算","Smart 3D Volume Calculation",null,"海外/国内","ALL",null,2,"ChangSha/SuZhou","O","O","O","O","O","O","O","X","O","O","O","O","O","O","X","X","O","O","O","O","O","O","O","O","O","O","O","O","O","O","O","O","O","O","O","O","X","X","X","O","O","O","O","O","O","O","O","O","O","O","O","O","O","O","O","O","O","O","O","O","O","O","O","O","O","O","O","O","O","O","O","O","O","O","O","O","O","O","O","O","O","O","O","O","O","O","O","O","O","O","O","O","O","O","O","O","O","O","O","O","O","O","O","O","O","O","O","O","-","-","-","O","-","-","-","-","-","O","-","-","-","-","-","-","-","-","-","-","-","-","-","-","-","O","O","O","O"]
["Free 3D","V30178",6000074,"启用","自由臂3D","Free 3D",null,"海外/国内","ALL",null,2,"ChangSha/SuZhou","X","X","X","X","O","O","X","X","O","O","O","O","O","O","X","X","X","X","X","X","X","X","X","X","X","X","X","X","X","X","X","X","X","X","X","X","X","X","X","X","X","X","X","X","X","X","O","O","O","O","X","X","X","X","X","O","O","O","O","O","X","X","X","X","X","X","X","X","X","X","X","X","X","X","X","X","X","X","X","X","X","X","X","X","X","X","X","X","X","X","X","X","X","X","X","X","X","X","X","X","X","X","X","X","X","X","X","X","-","-","-","O","-","-","-","-","-","X","-","-","-","-","-","-","-","-","-","-","-","-","-","-","-","X","X","X","O"]
["3D auto follicle","V30213",6000091,"启用","三维卵泡自动测量","3D auto follicle",null,"海外/国内","ALL",null,2,"ChangSha/SuZhou","O","O","O","O","O","O","O","X","X","X","X","X","X","X","X","X","O","O","O","O","O","O","O","O","O","O","O","O","O","O","O","O","O","O","O","O","X","X","X","O","O","O","O","O","O","O","O","O","O","O","O","O","O","O","O","O","O","O","O","O","O","O","O","O","O","O","O","O","O","O","O","O","O","O","O","O","O","O","O","O","O","O","O","O","O","O","O","O","O","O","O","O","O","O","O","O","O","O","O","O","O","O","O","O","O","O","O","O","-","-","-","-","-","-","-","-","-","O","-","-","-","-","-","-","-","-","-","-","-","-","-","-","-","O","O","O","O"]
["4D HQ Silhouette mode","V30358",6000171,"启用","HQ剪影模式","4D HQ Silhouette mode",null,"海外/国内","ALL",null,2,"ChangSha/SuZhou","X","X","O","O","O","O","X","X","X","X","X","X","X","X","X","X","X","X","X","X","X","X","X","X","O","O","O","O","O","O","O","O","O","O","O","O","X","X","X","X","O","O","X","X","X","X","O","O","O","O","O","O","O","O","O","O","O","O","O","O","O","O","O","O","O","O","O","O","Δ","Δ","Δ","Δ","Δ","Δ","Δ","Δ","Δ","Δ","Δ","Δ","Δ","Δ","Δ","Δ","Δ","Δ","Δ","Δ","Δ","Δ","X","O","O","O","O","O","O","O","O","O","O","O","O","Δ","Δ","Δ","Δ","Δ","-","-","-","-","-","-","-","-","-","O","-","-","-","-","-","-","-","-","-","-","-","-","-","-","-","O","O","O","Δ"]
["Transfer image to FTP server","V30087",6000044,"启用","传输影像至FTP服务器","Transfer image to FTP server",null,"海外/国内","ALL",null,2,"ChangSha/SuZhou","Δ","Δ","Δ","Δ","Δ","Δ","Δ","Δ","Δ","Δ","Δ","Δ","Δ","Δ","Δ","Δ","Δ","Δ","Δ","Δ","Δ","Δ","Δ","Δ","Δ","Δ","Δ","Δ","Δ","Δ","Δ","Δ","Δ","Δ","Δ","Δ","Δ","Δ","Δ","Δ","Δ","Δ","Δ","Δ","Δ","Δ","Δ","Δ","Δ","Δ","Δ","Δ","Δ","Δ","Δ","Δ","Δ","Δ","Δ","Δ","Δ","Δ","Δ","Δ","Δ","Δ","Δ","Δ","Δ","Δ","Δ","Δ","Δ","Δ","Δ","Δ","Δ","Δ","Δ","Δ","Δ","Δ","Δ","Δ","Δ","Δ","Δ","Δ","Δ","Δ","Δ","Δ","Δ","Δ","Δ","Δ","Δ","Δ","Δ","Δ","Δ","Δ","Δ","Δ","Δ","Δ","Δ","Δ","-","-","-","O","-","-","-","-","-","Δ","Δ","Δ","Δ","Δ","Δ","Δ","Δ","Δ","Δ","Δ","Δ","Δ","Δ","Δ","Δ","Δ","Δ","Δ","Δ"]
["RF data export","V30088",6000045,"启用","RF元数据导出","RF data export",null,"海外/国内","ALL",null,2,"ChangSha/SuZhou","Δ","Δ","Δ","Δ","Δ","Δ","Δ","Δ","Δ","Δ","Δ","Δ","Δ","Δ","Δ","Δ","Δ","Δ","Δ","Δ","Δ","Δ","Δ","Δ","Δ","Δ","Δ","Δ","Δ","Δ","Δ","Δ","Δ","Δ","Δ","Δ","Δ","Δ","Δ","Δ","Δ","Δ","Δ","Δ","Δ","Δ","Δ","Δ","Δ","Δ","Δ","Δ","Δ","Δ","Δ","Δ","Δ","Δ","Δ","Δ","Δ","Δ","Δ","Δ","Δ","Δ","Δ","Δ","Δ","Δ","Δ","Δ","Δ","Δ","Δ","Δ","Δ","Δ","Δ","Δ","Δ","Δ","Δ","Δ","Δ","Δ","Δ","Δ","Δ","Δ","Δ","Δ","Δ","Δ","Δ","Δ","Δ","Δ","Δ","Δ","Δ","Δ","Δ","Δ","Δ","Δ","Δ","Δ","-","-","-","-","-","-","-","O","-","Δ","Δ","Δ","Δ","Δ","Δ","Δ","Δ","Δ","Δ","Δ","Δ","Δ","Δ","Δ","Δ","Δ","Δ","Δ","Δ"]
["Niche View","V30439",6000185,"启用","壁龛成像","Niche View",null,"海外/国内","ALL",null,2,"ChangSha/SuZhou","X","X","X","X","X","X","X","X","X","X","X","X","X","X","X","X","X","X","X","X","X","X","X","X","X","X","X","X","X","X","X","X","X","X","X","X","X","X","X","X","X","X","X","X","X","X","X","X","X","X","X","X","X","X","X","X","X","X","X","X","X","X","X","X","X","X","X","X","X","X","X","X","X","X","X","X","X","X","X","X","X","X","X","X","X","X","X","X","X","X","X","X","X","X","X","X","X","X","X","X","X","X","X","X","X","X","X","X","-","-","-","-","-","-","-","X","-","X","-","-","-","-","-","-","-","-","-","-","-","-","-","-","-","X","X","X","O"]
["Export 3D data for 3D printer","V30504",6000200,"启用","导出3D打印数据","Export 3D data for 3D printer",null,"海外/国内","ALL",null,2,"ChangSha/SuZhou","O","O","O","O","O","O","X","X","X","X","X","X","X","X","X","X","X","X","X","X","X","X","X","X","X","X","X","X","X","X","X","X","X","X","X","X","X","X","X","X","X","X","O","O","O","O","O","O","O","O","O","O","O","O","O","O","O","O","O","O","O","O","O","O","O","O","O","O","O","O","O","O","O","O","O","O","O","O","O","O","O","O","O","O","O","O","O","O","O","O","X","X","O","O","O","O","X","X","X","O","O","O","O","O","O","O","O","O","-","-","-","-","-","-","-","-","-","O","-","-","-","-","-","-","-","-","-","-","-","-","-","-","-","X","O","O","O"]
["Auto Levator Ani","V30505",6000201,"启用","3D盆底肛提肌裂孔自动测量","Auto Levator Ani",null,"海外/国内","ALL",null,2,"ChangSha/SuZhou","O","O","O","O","O","O","O","X","X","X","X","X","X","X","X","X","X","X","X","X","X","X","X","X","X","X","X","X","X","X","X","X","X","X","X","X","X","X","X","X","X","X","O","O","O","O","O","O","O","O","O","O","O","O","O","O","O","O","O","O","O","O","O","O","O","O","O","O","O","O","O","O","O","O","O","O","O","O","O","O","O","O","O","O","O","O","O","O","O","O","O","O","O","O","O","O","X","X","X","O","O","O","O","O","O","O","O","O","-","-","-","-","-","-","-","-","-","O","-","-","-","-","-","-","-","-","-","-","-","-","-","-","-","X","O","O","O"]
["3D Smart Face","V30506",6000202,"启用","智能胎儿面部成像","3D Smart Face",null,"海外/国内","ALL",null,2,"ChangSha/SuZhou","O","O","O","O","O","O","X","X","X","X","X","X","X","X","O","O","O","O","O","O","O","O","O","O","O","O","O","O","O","O","O","O","O","O","O","O","O","O","O","O","O","O","O","O","O","O","O","O","O","O","O","O","O","O","O","O","O","O","O","O","O","O","O","O","O","O","O","O","O","O","O","O","O","O","O","O","O","O","O","O","O","O","O","O","O","O","O","O","O","O","X","X","O","O","O","O","O","O","O","O","O","O","O","O","O","O","O","O","-","-","-","-","-","-","-","-","-","O","-","-","-","-","-","-","-","-","-","-","-","-","-","-","-","O","O","O","O"]
["DICOM3.0基础功能","V30038",3200478,"启用","DICOM3.0基础功能（导出与存储，打印,列表）","DICOM export and storage, printer, worklist",null,"海外/国内","ALL",null,2,"ChangSha/SuZhou","-","-","-","-","-","-","-","-","-","-","-","-","-","-","-","-","-","-","-","-","-","-","-","-","-","-","-","-","-","-","-","-","-","-","-","-","-","-","-","-","-","-","-","-","-","-","-","-","-","-","-","-","-","-","-","-","-","-","-","-","-","-","-","-","-","-","-","-","-","-","-","-","-","-","-","-","-","-","-","-","-","-","-","-","-","-","-","-","-","-","-","-","-","-","-","-","-","-","-","-","-","-","-","-","-","-","-","-","-","-","-","-","-","-","-","-","-","-","-","-","-","-","-","-","-","-","-","-","-","-","-","-","-","-","-","-","-"]
["DICOM3.0基础功能","V30359",3201201,"启用","DICOM3.0基础功能","DICOM export and storage, ",null,"海外/国内","ALL",null,2,"ChangSha/SuZhou","X","X","O","O","O","O","X","X","X","X","X","X","X","X","X","X","X","X","X","X","X","X","X","X","X","X","X","X","X","X","X","X","X","X","X","X","X","X","X","X","X","X","X","X","X","X","O","O","O","O","O","O","O","O","O","O","O","O","O","O","X","X","X","X","X","X","X","X","O","O","O","O","O","O","O","O","O","O","O","O","O","O","O","O","O","O","O","O","O","O","X","O","O","X","O","O","O","O","O","O","O","O","O","O","O","O","O","O","-","X","O","O","O","O","O","O","-","O","O","O","O","O","O","O","O","O","O","O","O","O","O","O","O","O","O","O","O"]
["DICOM3.0接口","V30360",3201203,"启用","DICOM3.0接口","DICOM printer/ worklist",null,"海外/国内","ALL",null,2,"ChangSha/SuZhou","O","O","O","O","O","O","X","O","O","O","O","O","O","O","O","O","O","O","O","O","O","O","O","O","O","O","O","O","O","O","O","O","O","O","O","O","O","O","O","O","O","O","O","O","O","O","O","O","O","O","O","O","O","O","O","O","O","O","O","O","O","O","O","O","O","O","O","O","O","O","O","O","O","O","O","O","O","O","O","O","O","O","O","O","O","O","O","O","O","O","X","O","O","X","O","O","O","O","O","O","O","O","O","O","O","O","O","O","-","O","O","O","O","O","O","O","-","O","O","O","O","O","O","O","O","O","O","O","O","O","O","O","O","O","O","O","O"]
["VNavIn","V30552","6000216","启用","超声3D内视渲染技术","VNavIn 3D",null,"海外/国内","ALL",null,2,"ChangSha/SuZhou","O","O","O","O","O","O","O","X","X","X","X","X","X","X","X","X","X","X","X","X","X","X","X","X","O","O","O","O","O","O","O","O","O","O","O","O","X","X","X","X","O","O","O","O","O","O","O","O","O","O","O","O","O","O","O","O","O","O","O","O","O","O","O","O","O","O","O","O","O","O","O","O","O","-","-","-","-","-","-","-","-","-","-","-","-","-","-","-","-","-","O","O","O","O","O","O","O","O","O","O","O","O","O","-","-","-","-","-","-","-","-","-","-","-","-","-","-","O","-","-","-","-","-","-","-","-","-","-","-","-","-","-","-","O","O","O","-"]
["Light Lab","V30628",6000286,"启用","Light Lab胎儿多光源渲染成像","Light Lab",null,"海外/国内","ALL",null,2,"ChangSha/SuZhou","O","O","-","-","-","-","O","-","-","-","-","-","-","-","-","-","-","-","-","-","-","-","-","-","-","-","-","-","-","-","-","-","-","-","-","-","-","-","-","-","-","-","O","O","O","O","O","O","O","O","-","-","-","-","-","-","-","-","-","-","-","-","-","-","-","-","-","-","-","-","-","-","-","-","-","-","-","-","-","-","-","-","-","-","-","-","-","-","-","-","O","O","O","O","O","O","-","-","-","-","-","-","-","-","-","-","-","-","-","-","-","-","-","-","-",null,null,"-",{"$nulls":15},"-","-","-","-"]
["Color 3D","V30723",6000296,"启用","三维焕流成像","Color 3D",null,"海外/国内","ALL",null,2,"ChangSha/SuZhou","O","O","-","-","-","-","O","-","-","-","-","-","-","-","-","-","-","-","-","-","-","-","-","-","-","Δ","Δ","Δ","Δ","Δ","Δ","Δ","Δ","Δ","Δ","Δ","-","-","-","-","-","-","O","O","O","O","O","O","O","O","-","-","-","-","-","-","-","-","-","-","-","-","-","-","-","-","-","-","-","-","-","-","-","-","-","-","-","-","-","-","-","-","-","-","-","-","-","-","-","-","O","O","O","O","O","O","-","-","-","-","-","-","-","-","-","-","-","-","-","-","-","-","-","-","-",null,null,"-",{"$nulls":15},"-","-","-","-"]
["VMind  OB(simple)","V30715",6000294,"启用","OB测量包","VMind  OB(simple)",null,"海外/国内","ALL",null,2,"ChangSha/SuZhou","O","O",{"$nulls":41},"O",null,"O",{"$nulls":87},"-","-","-","-"]
["VMind OB(Professional)","V30716",6000295,"未发布","OB测量包（专业版）","VMind OB(Professional)",null,"海外/国内","ALL",null,2,"ChangSha/SuZhou","O","O",{"$nulls":41},"O",null,"O",{"$nulls":87},"-","-","-","-"]
[{"$nulls":11},"ChangSha/SuZhou",{"$nulls":116},"-"]
["LAN","V30600",6000258,"启用","网络连接口","LAN",null,"海外/国内","ALL",null,2,"ChangSha/SuZhou","X","X","X","X","X","X","X","X","X","X","X","X","X","X","X","X","X","X","X","X","X","X","X","X","X","X","X","X","X","X","X","X","X","X","X","X","X","X","X","X","X","X","X","X","X","X","X","X","X","X","X","X","X","X","X","X","X","X","X","X","X","X","X","X","X","X","X","X","X","X","X","X","X","X","X","X","X","X","X","X","X","X","X","X","X","X","X","X","X","X","X","X","X","X","X","X","X","X","X","X","X","X","X","X","X","X","X","X","X","X","X","X","X","X","X","X","-","X","X","X","X","X","X","X","X","X","X","X","X","X","X","X","X","X","X","X","X"]
["Network storage and printing","V30601",6000259,"启用","网络存储与网络打印","Network storage and printing",null,"海外/国内","ALL",null,2,"ChangSha/SuZhou","X","X","X","X","X","X","X","X","X","X","X","X","X","X","X","X","X","X","X","X","X","X","X","X","X","X","X","X","X","X","X","X","X","X","X","X","X","X","X","X","X","X","X","X","X","X","X","X","X","X","X","X","X","X","X","X","X","X","X","X","X","X","X","X","X","X","X","X","X","X","X","X","X","X","X","X","X","X","X","X","X","X","X","X","X","X","X","X","X","X","X","X","X","X","X","X","X","X","X","X","X","X","X","X","X","X","X","X","X","X","X","X","X","X","X","X","-","X","X","X","X","X","X","X","X","X","X","X","X","X","X","X","X","X","X","X","X"]
["Support Mobile data transmission via Bluetooth and E-Mail","V30602",6000260,"启用","支持蓝牙和邮件发送数据","Support Mobile data transmission via Bluetooth and E-Mail",null,"海外/国内","ALL",null,2,"ChangSha/SuZhou","X","X","X","X","X","X","X","X","X","X","X","X","X","X","X","X","X","X","X","X","X","X","X","X","X","X","X","X","X","X","X","X","X","X","X","X","X","X","X","X","X","X","X","X","X","X","X","X","X","X","X","X","X","X","X","X","X","X","X","X","X","X","X","X","X","X","X","X","X","X","X","X","X","X","X","X","X","X","X","X","X","X","X","X","X","X","X","X","X","X","X","X","X","X","X","X","X","X","X","X","X","X","X","X","X","X","X","X","X","X","X","X","X","X","X","X","-","X","X","X","X","X","X","X","X","X","X","X","X","X","X","X","X","X","X","X","X"]
["Patient database","V30603",6000261,"启用","病人数据管理","Patient database",null,"海外/国内","ALL",null,2,"ChangSha/SuZhou","X","X","X","X","X","X","X","X","X","X","X","X","X","X","X","X","X","X","X","X","X","X","X","X","X","X","X","X","X","X","X","X","X","X","X","X","X","X","X","X","X","X","X","X","X","X","X","X","X","X","X","X","X","X","X","X","X","X","X","X","X","X","X","X","X","X","X","X","X","X","X","X","X","X","X","X","X","X","X","X","X","X","X","X","X","X","X","X","X","X","X","X","X","X","X","X","X","X","X","X","X","X","X","X","X","X","X","X","X","X","X","X","X","X","X","X","-","X","X","X","X","X","X","X","X","X","X","X","X","X","X","X","X","X","X","X","X"]
["Quick store","V30604",6000262,"启用","快速存储","Quick store",null,"海外/国内","ALL",null,2,"ChangSha/SuZhou","X","X","X","X","X","X","X","X","X","X","X","X","X","X","X","X","X","X","X","X","X","X","X","X","X","X","X","X","X","X","X","X","X","X","X","X","X","X","X","X","X","X","X","X","X","X","X","X","X","X","X","X","X","X","X","X","X","X","X","X","X","X","X","X","X","X","X","X","X","X","X","X","X","X","X","X","X","X","X","X","X","X","X","X","X","X","X","X","X","X","X","X","X","X","X","X","X","X","X","X","X","X","X","X","X","X","X","X","X","X","X","X","X","X","X","X","-","X","X","X","X","X","X","X","X","X","X","X","X","X","X","X","X","X","X","X","X"]
["Auto trace in PW","V30605",6000263,"启用","频谱自动跟踪测量","Auto trace in PW",null,"海外/国内","ALL",null,2,"ChangSha/SuZhou","X","X","X","X","X","X","X","X","X","X","X","X","X","X","X","X","X","X","X","X","X","X","X","X","X","X","X","X","X","X","X","X","X","X","X","X","X","X","X","X","X","X","X","X","X","X","X","X","X","X","X","X","X","X","X","X","X","X","X","X","X","X","X","X","X","X","X","X","X","X","X","X","X","X","X","X","X","X","X","X","X","X","X","X","X","X","X","X","X","X","X","X","X","X","X","X","X","X","X","X","X","X","X","X","X","X","X","X","X","X","X","X","X","X","X","X","-","X","X","X","X","X","X","X","X","X","X","X","X","X","X","X","X","X","X","X","X"]
["Vascular calculations","V30606",6000264,"启用","血管测量包","Vascular calculations",null,"海外/国内","ALL",null,2,"ChangSha/SuZhou","X","X","X","X","X","X","X","X","X","X","X","X","X","X","X","X","X","X","X","X","X","X","X","X","X","X","X","X","X","X","X","X","X","X","X","X","X","X","X","X","X","X","X","X","X","X","X","X","X","X","X","X","X","X","X","X","X","X","X","X","X","X","X","X","X","X","X","X","X","X","X","X","X","X","X","X","X","X","X","X","X","X","X","X","X","X","X","X","X","X","X","X","X","X","X","X","X","X","X","X","X","X","X","X","X","X","X","X","X","X","X","X","X","X","X","X","-","X","X","X","X","X","X","X","X","X","X","X","X","X","X","X","X","X","X","X","X"]
["Cardiac calculations","V30607",6000265,"启用","心脏测量包","Cardiac calculations",null,"海外/国内","ALL",null,2,"ChangSha/SuZhou","X","X","X","X","X","X","X","X","X","X","X","X","X","X","X","X","X","X","X","X","X","X","X","X","X","X","X","X","X","X","X","X","X","X","X","X","X","X","X","X","X","X","X","X","X","X","X","X","X","X","X","X","X","X","X","X","X","X","X","X","X","X","X","X","X","X","X","X","X","X","X","X","X","X","X","X","X","X","X","X","X","X","X","X","X","X","X","X","X","X","X","X","X","X","X","X","X","X","X","X","X","X","X","X","X","X","X","X","X","X","X","X","X","X","X","X","-","X","X","X","X","X","X","X","X","X","X","X","X","X","X","X","X","X","X","X","X"]
["OB calculations and tables","V30608",6000266,"启用","产科计算包及胎儿生长曲线表","OB calculations and tables",null,"海外/国内","ALL",null,2,"ChangSha/SuZhou","X","X","X","X","X","X","X","X","X","X","X","X","X","X","X","X","X","X","X","X","X","X","X","X","X","X","X","X","X","X","X","X","X","X","X","X","X","X","X","X","X","X","X","X","X","X","X","X","X","X","X","X","X","X","X","X","X","X","X","X","X","X","X","X","X","X","X","X","X","X","X","X","X","X","X","X","X","X","X","X","X","X","X","X","X","X","X","X","X","X","X","X","X","X","X","X","X","X","X","X","X","X","X","X","X","X","X","X","X","X","X","X","X","X","X","X","-","X","X","X","X","X","X","X","X","X","X","X","X","X","X","X","X","X","X","X","-"]
["Gynecological calculations","V30609",6000267,"启用","妇科计算包","Gynecological calculations",null,"海外/国内","ALL",null,2,"ChangSha/SuZhou","X","X","X","X","X","X","X","X","X","X","X","X","X","X","X","X","X","X","X","X","X","X","X","X","X","X","X","X","X","X","X","X","X","X","X","X","X","X","X","X","X","X","X","X","X","X","X","X","X","X","X","X","X","X","X","X","X","X","X","X","X","X","X","X","X","X","X","X","X","X","X","X","X","X","X","X","X","X","X","X","X","X","X","X","X","X","X","X","X","X","X","X","X","X","X","X","X","X","X","X","X","X","X","X","X","X","X","X","X","X","X","X","X","X","X","X","-","X","X","X","X","X","X","X","X","X","X","X","X","X","X","X","X","X","X","X","-"]
["Urological calculations","V30610",6000268,"启用","泌尿科计算包","Urological calculations",null,"海外/国内","ALL",null,2,"ChangSha/SuZhou","X","X","X","X","X","X","X","X","X","X","X","X","X","X","X","X","X","X","X","X","X","X","X","X","X","X","X","X","X","X","X","X","X","X","X","X","X","X","X","X","X","X","X","X","X","X","X","X","X","X","X","X","X","X","X","X","X","X","X","X","X","X","X","X","X","X","X","X","X","X","X","X","X","X","X","X","X","X","X","X","X","X","X","X","X","X","X","X","X","X","X","X","X","X","X","X","X","X","X","X","X","X","X","X","X","X","X","X","X","X","X","X","X","X","X","X","-","X","X","X","X","X","X","X","X","X","X","X","X","X","X","X","X","X","X","X","X"]
["Renal calculations","V30611",6000269,"启用","肾脏计算包","Renal calculations",null,"海外/国内","ALL",null,2,"ChangSha/SuZhou","X","X","X","X","X","X","X","X","X","X","X","X","X","X","X","X","X","X","X","X","X","X","X","X","X","X","X","X","X","X","X","X","X","X","X","X","X","X","X","X","X","X","X","X","X","X","X","X","X","X","X","X","X","X","X","X","X","X","X","X","X","X","X","X","X","X","X","X","X","X","X","X","X","X","X","X","X","X","X","X","X","X","X","X","X","X","X","X","X","X","X","X","X","X","X","X","X","X","X","X","X","X","X","X","X","X","X","X","X","X","X","X","X","X","X","X","-","X","X","X","X","X","X","X","X","X","X","X","X","X","X","X","X","X","X","X","X"]
["Volume calculations","V30612",6000270,"启用","容积计算包","Volume calculations",null,"海外/国内","ALL",null,2,"ChangSha/SuZhou","X","X","X","X","X","X","X","X","X","X","X","X","X","X","X","X","X","X","X","X","X","X","X","X","X","X","X","X","X","X","X","X","X","X","X","X","X","X","X","X","X","X","X","X","X","X","X","X","X","X","X","X","X","X","X","X","X","X","X","X","X","X","X","X","X","X","X","X","X","X","X","X","X","X","X","X","X","X","X","X","X","X","X","X","X","X","X","X","X","X","X","X","X","X","X","X","X","X","X","X","X","X","X","X","X","X","X","X","X","X","X","X","X","X","X","X","-","X","X","X","X","X","X","X","X","X","X","X","X","X","X","X","X","X","X","X","X"]
[{"$nulls":128},"-"]
["Optional peripherals",{"$nulls":127},"-"]
["抗干扰电源滤波器组件_万能插座","V30390","1000531-2","启用","抗干扰电源滤波器组件_万能插座","Power Filter",null,"海外/国内","ALL",null,1,"ChangSha/SuZhou","X","X","X","X","X","X","X","X","X","X","X","X","X","X","X","X","X","X","X","X","X","X","X","X","X","X","X","X","X","X","X","X","X","X","X","X","X","X","X","X","X","X","X","X","X","X","X","X","X","X","X","X","X","X","X","X","X","X","X","X","X","X","X","X","X","X","X","X","X","X","X","X","X","X","X","X","X","X","X","X","X","X","X","X","X","X","X","X","X","X","X","X","X","X","X","X","X","X","X","X","X","X","X","X","X","X","X","X","-","-","-","-","-","-","-","X","-","X","X","X","X","X","X","X","X","X","X","X","X","X","X","X","X","X","X","X","X"]
["抗干扰电源滤波器组件_万能插座","V30390","1000531-1","停用","抗干扰电源滤波器组件_万能插座","Power Filter",null,"海外/国内","ALL",null,1,"ChangSha/SuZhou","-","-","X","X","X","X","-","X","X","X","X","X","X","X","X","X","X","X","X","X","X","X","X","X","X","X","X","X","X","X","X","X","X","X","X","X","X","X","X","X","X","X","-","-","-","-","-","-","-","-","-","-","X","X","X","X","X","X","X","X","X","X","X","X","X","X","X","X","X","X","X","X","X","X","X","X","X","X","X","X","X","X","X","X","X","X","X","X","X","X","-","-","-","-","-","-","X","X","X","X","X","X","X","X","X","X","X","X","-","-","-","-","-","-","-","X","-","-","X","X","X","X","X","X","X","X","X","X","X","X","X","X","X","-","-","-","-"]
["VCloud interface","V30173",6000075,"启用","远程传输接口","VCloud interface",null,"海外/国内","ALL",null,2,"ChangSha/SuZhou","X","X","X","X","X","X","X","X","X","X","X","X","X","X","X","X","X","X","X","X","X","X","X","X","X","X","X","X","X","X","X","X","X","X","X","X","X","X","X","X","X","X","X","X","X","X","X","X","X","X","X","X","X","X","X","X","X","X","X","X","X","X","X","X","X","X","X","X","X","X","X","X","X","X","X","X","X","X","X","X","X","X","X","X","X","X","X","X","X","X","X","X","X","X","X","X","X","X","X","X","X","X","X","X","X","X","X","X","-","-","-","-","-","-","-","X","-","X","X","X","X","X","X","X","X","X","X","X","X","X","X","X","X","X","X","X","X"]
["VGuide","V30214",1000492,"启用","微磁引导(含磁化器+体模)","VGuide",null,"海外/国内","ALL",null,2,"ChangSha/SuZhou","-","-","-","-","-","-","O","-","-","-","-","-","-","-","-","-","-","-","-","-","-","-","-","-","-","-","-","-","-","-","-","-","-","-","-","-","-","-","-","-","-","-","-","-","-","-","-","-","-","-","-","-","-","-","-","-","-","-","-","-","-","-","-","-","-","-","-","-","-","-","-","-","-","-","-","-","-","-","-","-","-","-","-","-","-","-","-","-","-","-","O","O","O","O","O","O","O","O","O","O","O","O","O","-","-","-","-","-","-","-","-","-","-","-","-","O","-","O","O","O","O","O","O","O","O","O","O","O","-","-","-","-","-","O","O","O","-"]
["DVI转VGA转换器套件","V30169",2000095,"停用","DVI转VGA转换器套件","DVI to VGA converter",null,"国内","CN",null,1,"ChangSha/SuZhou","-","-","O","O","O","O","-","O","O","O","O","O","O","O","O","O","O","O","O","O","O","O","O","O","O","O","O","O","O","O","O","O","O","O","O","O","O","O","O","O","O","O","-","-","-","-","-","-","-","-","-","-","O","O","O","O","O","O","O","O","O","O","O","O","O","O","O","O","O","O","O","O","O","O","O","O","O","O","O","O","O","O","O","O","O","O","O","O","O","O","-","-","-","-","-","-","-","-","-","-","-","-","-","-","-","-","-","-","-","-","-","-","-","-","-","-","-","-","-","-","-","-","-","-","-","-","-","-","-","-","-","-","-","-","-","-","-"]
["DVI_24+5公转VGA母转接头","V30550",3201746,"启用","DVI转VGA转换器套件","DVI to VGA converter",null,"国内","CN",null,1,"ChangSha/SuZhou","O","O","O","O","O","O","-","O","O","O","O","O","O","O","O","O","O","O","O","O","O","O","O","O","O","O","O","O","O","O","O","O","O","O","O","O","O","O","O","O","O","O","O","O","O","O","O","O","O","O","O","O","O","O","O","O","O","O","O","O","O","O","O","O","O","O","O","O","O","O","O","O","O","O","O","O","O","O","O","O","O","O","O","O","O","O","O","O","O","O","-","-","-","-","-","-","-","-","-","-","-","-","-","-","-","-","-","-","-","-","-","-","-","-","-","-","-","-","-","-","-","-","-","-","-","-","-","-","-","-","-","-","-","-","-","-","-"]
["USB single button foot switch ","V30083",3200608,"启用","USB单踏脚踏开关","USB single button foot switch ",null,"海外/国内","ALL",null,1,"ChangSha/SuZhou","-","-","-","-","-","-","-","-","-","-","-","-","-","-","-","-","-","-","-","-","-","-","-","-","-","-","-","-","-","-","-","-","-","-","-","-","-","-","-","-","-","-","-","-","-","-","-","-","-","-","-","-","-","-","-","-","-","-","-","-","-","-","-","-","-","-","-","-","-","-","-","-","-","O","O","O","O","O","O","O","O","O","O","O","O","O","O","O","O","O","-","-","-","-","-","-","-","-","-","-","-","-","-","-","-","-","-","-","-","-","-","-","-","-","-","-","-","-","-","-","-","-","-","-","-","-","-","-","-","-","-","-","-","-","-","-","-"]
["USB double button foot switch","V30084",3200609,"启用","USB双踏脚踏开关","USB double button foot switch",null,"海外/国内","ALL",null,1,"ChangSha/SuZhou","O","O","O","O","O","O","O","O","O","O","O","O","O","O","O","O","O","O","O","O","O","O","O","O","O","O","O","O","O","O","O","O","O","O","O","O","O","O","O","O","O","O","O","O","O","O","O","O","O","O","O","O","O","O","O","O","O","O","O","O","O","O","O","O","O","O","O","O","O","O","O","O","O","-","-","-","-","-","-","-","-","-","-","-","-","-","-","-","-","-","O","O","O","O","O","O","O","O","O","O","O","O","O","O","O","O","O","O","-","-","-","-","-","-","-","O","-","O","O","O","O","O","O","O","O","O","O","O","O","O","O","O","O","O","O","O","O"]
["中安USB视频采集卡（US2000视频采集盒）","V30151",3200744,"停用","中安USB视频采集卡（US2000视频采集盒）","USB video acquisition card for video output",null,"海外/国内","ALL",null,1,"ChangSha/SuZhou","-","-","O","O","O","O","-","O","O","O","O","O","O","O","O","O","O","O","O","O","O","O","O","O","O","O","O","O","O","O","O","O","O","O","O","O","O","O","O","O","O","O","-","-","-","-","-","-","-","-","-","-","O","O","O","O","O","O","O","O","O","O","O","O","O","O","O","O","O","O","O","O","O","O","O","O","O","O","O","O","O","O","O","O","O","O","O","O","O","O","-","-","-","-","-","-","O","O","O","O","O","O","O","O","O","O","O","O","-","-","-","-","-","-","-","O","-","-","O","O","O","O","O","O","O","O","O","O","O","O","O","O","O","-","-","-","-"]
["外置导声胶加热器","V10047",9000077,"启用","外置导声胶加热器","External Gel Warmer",null,"海外/国内","ALL",null,1,"ChangSha/SuZhou","-","-","-","-","-","-","O","-","-","-","-","-","-","-","-","-","-","-","-","-","-","-","-","-","-","-","-","-","-","-","-","-","-","-","-","-","-","-","-","-","-","-","-","-","-","-","-","-","-","-","-","-","-","-","-","-","-","-","-","-","O","O","O","O","O","O","O","O","O","O","O","O","O","O","O","O","O","O","O","O","O","O","O","O","O","O","O","O","O","O","O","O","O","O","O","O","O","O","O","O","O","O","O","O","O","O","O","O","-","-","-","-","-","-","-","O","-","O","O","O","O","O","O","O","O","O","O","O","O","O","O","O","O","O","O","O","O"]
["R系列加热杯套件","V30776\n",2000438,"启用","R系列加热杯套件","Gel Warmer For R series",null,"海外/国内","ALL",null,1,"ChangSha/SuZhou","X","X","O","O","O","O","-","-","-","-","-","-","-","-","-","-","-","-","-","-","-","-","-","-","-","-","-","-","-","-","-","-","-","-","-","-","-","-",{"$nulls":4},"X","X","X","X","X","X","X","X","O","O","O","O","O","O","O","O","O","O","-","-","-","-","-","-","-","-","-","-","-","-","-","-","-","-","-","-","-","-","-","-","-","-","-","-","-","-","-","-","-","-","-","-","-","-","-","-","-","-","-","-","-","-","-","-","-","-","-","-","-","-","-","-","-","-","-","-","-","-","-","-","-","-","-","-","-","-","-","-","-","-","-","-","-","-","-"]
["DVI转HDMI视频输出线-50cm","V30424","3200788","启用","DVI转HDMI视频输出线","DVI to HDMI cable for trolley &TOONA_50cm",null,"海外/国内","ALL",null,1,"ChangSha/SuZhou","-","-","-","-","-","-","-","-","-","-","-","-","-","-","-","-","-","-","-","-","-","-","-","-","-","-","-","-","-","-","-","-","-","-","-","-","-","-","-","-","-","-","-","-","-","-","-","-","-","-","-","-","-","-","-","-","-","-","-","-","-","-","-","-","-","-","-","-","-","-","-","-","-","-","-","-","-","-","-","-","-","-","-","-","-","-","-","-","-","-","-","-","-","-","-","-","-","-","-","-","-","-","-","-","-","-","-","-","-","-","-","-","-","-","-","-","-","-","-","-","-","-","-","-","-","-","-","-","-","-","-","-","-","-","-","-","-","-","-","-"]
["DVI转HDMI转接头","V30425",3201382,"启用","DVI转HDMI转接头","HDMI port adapter ",null,"海外/国内","ALL",null,1,"ChangSha/SuZhou","X","X","X","X","X","X","-","-","X","X","X","X","X","X","X","X","X","X","X","X","X","X","X","X","X","X","X","X","X","X","X","X","X","X","X","X","X","X","X","X","X","X","X","X","X","X","X","X","X","X","X","X","X","X","X","X","X","X","X","X","X","X","X","X","X","X","X","X","X","X","X","X","X","X","X","X","X","X","X","X","X","X","X","X","X","X","X","X","X","X","-","-","-","-","-","-","-","-","-","-","-","-","-","-","-","-","-","-","-","-","-","-","-","-","-","-","-","-","-","-","-","-","-","-","-","-","-","-","-","-","-","-","-","-","-","-","-"]
["USB 外置声卡 海备思HAGIBIS","V30341",3200691,"启用","USB 外置声卡 ","USB audio adapter",null,"国内","CN",null,1,"ChangSha/SuZhou","-","-","Δ","Δ","Δ","Δ","Δ","Δ","Δ","Δ","Δ","Δ","Δ","Δ","Δ","Δ","Δ","Δ","Δ","Δ","Δ","Δ","Δ","Δ","Δ","Δ","Δ","Δ","Δ","Δ","Δ","Δ","Δ","Δ","Δ","Δ","Δ","Δ","Δ","Δ","Δ","Δ","-","-","-","-","Δ","Δ","Δ","Δ","Δ","Δ","Δ","Δ","Δ","Δ","Δ","Δ","Δ","Δ","Δ","Δ","Δ","Δ","Δ","Δ","Δ","Δ","Δ","Δ","Δ","Δ","Δ","Δ","Δ","Δ","Δ","Δ","Δ","Δ","Δ","Δ","Δ","Δ","Δ","Δ","Δ","Δ","Δ","Δ","Δ","Δ","Δ","Δ","Δ","Δ","Δ","Δ","Δ","Δ","Δ","Δ","Δ","Δ","Δ","Δ","Δ","Δ","-","-","-","-","-","-","-","Δ","-","Δ","Δ","Δ","Δ","Δ","Δ","Δ","Δ","Δ","Δ","Δ","Δ","Δ","Δ","Δ","Δ","Δ","Δ","Δ","Δ"]
["绿联CM390蓝牙(USB bluetooth adapter) （非CE国家使用）","V30643","3202038","启用","蓝牙适配器","Bluetooth adapter",null,"海外/国内","ALL",null,2,"ChangSha/SuZhou","-","-","-","-","-","-","O","-","-","-","-","-","-","-","-","-","-","-","-","-","-","-","-","-","-","-","-","-","-","-","-","-","-","-","-","-","-","-","-","-","-","-","-","-","-","-","-","-","-","-","-","-","-","-","-","-","-","-","-","-","-","-","-","-","-","-","-","-","-","-","-","-","-","-","-","-","-","-","-","-","-","-","-","-","-","-","-","-","-","-","O","O","O","O","O","O","O","O","O","O","O","O","O","O","O","O","O","O","-","-","-","-","-","-","-","-","-","O","O","O","O","O","O","O","O","O","O","O","O","O","O","O","O","O","O","O","O"]
["Bluetooth adapter","V30082",3200606,"启用","蓝牙适配器","Bluetooth adapter",null,"海外/国内","ALL",null,2,"ChangSha/SuZhou","O","O","O","O","O","O","-","X","X","X","X","X","X","X","X","X","X","X","X","X","X","X","X","X","X","X","X","X","X","X","X","X","X","X","X","X","X","X","X","X","X","X","O","O","O","O","O","O","O","O","O","O","O","O","O","O","O","O","O","O","O","O","O","O","O","O","O","O","O","O","O","O","O","O","O","O","O","O","O","O","O","O","O","O","O","O","O","O","O","O","-","-","-","-","-","-","-","-","-","-","-","-","-","-","-","-","-","-","-","-","-","O","-","-","-","O","-","-","-","-","-","-","-","-","-","-","-","-","-","-","-","-","-","-","-","-","-"]
["USB Flash Drive","V30023",3200372,"启用","USB闪存盘","USB Flash Drive",null,"海外/国内","ALL",null,2,"ChangSha/SuZhou","O","O","O","O","O","O","O","O","O","O","O","O","O","O","O","O","O","O","O","O","O","O","O","O","O","O","O","O","O","O","O","O","O","O","O","O","O","O","O","O","O","O","O","O","O","O","O","O","O","O","O","O","O","O","O","O","O","O","O","O","O","O","O","O","O","O","O","O","O","O","O","O","O","O","O","O","O","O","O","O","O","O","O","O","O","O","O","O","O","O","O","O","O","O","O","O","O","O","O","O","O","O","O","O","O","O","O","O","-","-","-","-","-","-","-","O","-","O","O","O","O","O","O","O","O","O","O","O","O","O","O","O","O","O","O","O","O"]
["UP-X898MD BW printer","V30024",3200783,"启用","SONY打印机UP-X898MD","UP-X898MD BW printer",null,"海外/国内","ALL",null,1,"ChangSha/SuZhou","O","O","O","O","O","O","-","O","O","O","O","O","O","O","O","O","O","O","O","O","O","O","O","O","O","O","O","O","O","O","O","O","O","O","O","O","O","O","O","O","O","O","O","O","O","O","O","O","O","O","O","O","O","O","O","O","O","O","O","O","O","O","O","O","O","O","O","O","O","O","O","O","O","O","O","O","O","O","O","O","O","O","O","O","O","O","O","-","-","-","-","-","-","-","-","-","-","-","-","-","-","-","-","-","-","-","-","-","-","-","-","-","-","-","-","O","-","-","-","-","-","-","-","-","-","-","-","-","-","-","-","-","-","-","-","-","-"]
["UP-X898MD打印机套件","V30702","2000401","启用","UP-X898MD打印机套件","UP-X898MD BW printer",null,"海外/国内","ALL",null,1,"ChangSha/SuZhou","-","-","-","-","-","-","O","-","-","-","-","-","-","-","-","-","-","-","-","-","-","-","-","-","-","-","-","-","-","-","-","-","-","-","-","-","-","-","-","-","-","-","-","-","-","-","-","-","-","-","-","-","-","-","-","-","-","-","-","-","-","-","-","-","-","-","-","-","-","-","-","-","-","-","-","-","-","-","-","-","-","-","-","-","-","-","-","O","O","O","O","O","O","O","O","O","O","O","O","O","O","O","O","O","O","O","O","O","-","-","-","-","-","-","-","-","-","O","O","O","O","O","O","O","O","O","O","O","O","O","O","O","O","O","O","O","O"]
["UP-D25MD数字彩色图像打印机","V30025",3200153,"启用","UP-D25MD数字彩色图像打印机","UP-D25MD color printer",null,"海外/国内","ALL",null,1,"ChangSha/SuZhou","O","O","O","O","O","O","O","O","O","O","O","O","O","O","O","O","O","O","O","O","O","O","O","O","O","O","O","O","O","O","O","O","O","O","O","O","O","O","O","O","O","O","O","O","O","O","O","O","O","O","O","O","O","O","O","O","O","O","O","O","O","O","O","O","O","O","O","O","O","O","O","O","O","O","O","O","O","O","O","O","O","O","O","O","O","O","O","O","O","O","O","O","O","O","O","O","O","O","O","O","O","O","O","O","O","O","O","O","-","-","-","-","-","-","-","O","-","O","O","O","O","O","O","O","O","O","O","O","O","O","O","O","O","O","O","O","O"]
["USB刻录机E20系列","V30108",1000387,"启用","USB刻录机E20系列","USB DVDRW （E20）",null,"海外/国内","ALL",null,1,"ChangSha/SuZhou","-","-","-","-","-","-","-","-","-","-","-","-","-","-","-","-","-","-","-","-","-","-","-","-","-","-","-","-","-","-","-","-","-","-","-","-","-","-","-","-","-","-","-","-","-","-","-","-","-","-","-","-","-","-","-","-","-","-","-","-","-","-","-","-","-","-","-","-","-","-","-","-","-","O","O","O","O","O","O","O","O","O","O","O","O","O","O","O","O","O","-","-","-","-","-","-","-","-","-","-","-","-","-","-","-","-","-","-","-","-","-","-","-","-","-","-","-","-","-","-","-","-","-","-","-","-","-","-","-","-","-","-","-","-","-","-","-"]
["USB刻录机便携机系列","V30180",3200725,"启用","USB刻录机便携机系列","USB DVDRW （portable）",null,"海外/国内","ALL",null,1,"ChangSha/SuZhou","-","-","-","-","-","-","O","-","-","-","-","-","-","-","-","-","-","-","-","-","-","-","-","-","-","-","-","-","-","-","-","-","-","-","-","-","-","-","-","-","-","-","-","-","-","-","-","-","-","-","-","-","-","-","-","-","-","-","-","-","-","-","-","-","-","-","-","-","-","-","-","-","-","-","-","-","-","-","-","-","-","-","-","-","-","-","-","-","-","-","O","O","O","O","O","O","O","O","O","O","O","O","O","O","O","O","O","O","-","-","-","-","-","-","-","O","-","O","O","O","O","O","O","O","O","O","O","O","O","O","O","O","O","O","O","O","O"]
["简易台车","V30154",9000063,"停用","简易台车","Cart-S CHN",null,"国内","CN",null,1,"ChangSha/SuZhou","-","-","-","-","-","-","-","-","-","-","-","-","-","-","-","-","-","-","-","-","-","-","-","-","-","-","-","-","-","-","-","-","-","-","-","-","-","-","-","-","-","-","-","-","-","-","-","-","-","-","-","-","-","-","-","-","-","-","-","-","-","-","-","-","-","-","-","-","-","-","-","-","-","-","-","-","-","-","-","-","-","-","-","-","-","-","-","-","-","-","-","-","-","-","-","-","O","O","O","O","O","O","O","O","O","O","O","O","-","-","-","-","-","-","-","O","-","-","O","O","O","O","O","O","O","O","O","O","O","O","O","O","O","-","-","-","-"]
["二探头组件","V30153",1000358,"停用","二探头口组件","2 extended probe ports",null,"海外/国内","ALL",null,1,"ChangSha/SuZhou","-","-","-","-","-","-","-","-","-","-","-","-","-","-","-","-","-","-","-","-","-","-","-","-","-","-","-","-","-","-","-","-","-","-","-","-","-","-","-","-","-","-","-","-","-","-","-","-","-","-","-","-","-","-","-","-","-","-","-","-","-","-","-","-","-","-","-","-","-","-","-","-","-","-","-","-","-","-","-","-","-","-","-","-","-","-","-","-","-","-","-","-","-","-","-","-","O","O","O","O","O","O","O","O","O","O","O","O","-","-","-","-","-","-","-","O","-","-","O","O","O","O","O","O","O","O","O","O","O","O","O","O","O","-","-","-","-"]
["三探头口组件","V30152","1000362-1","停用","三探头口组件","3 extended probe ports",null,"海外/国内","ALL",null,1,"ChangSha/SuZhou","-","-","-","-","-","-","-","-","-","-","-","-","-","-","-","-","-","-","-","-","-","-","-","-","-","-","-","-","-","-","-","-","-","-","-","-","-","-","-","-","-","-","-","-","-","-","-","-","-","-","-","-","-","-","-","-","-","-","-","-","-","-","-","-","-","-","-","-","-","-","-","-","-","-","-","-","-","-","-","-","-","-","-","-","-","-","-","-","-","-","-","-","-","-","-","-","O","O","O","O","O","O","O","O","O","O","O","O","-","-","-","-","-","-","-","O","-","-","O","O","O","O","O","O","O","O","O","O","O","O","O","O","O","-","-","-","-"]
["带三口探头箱电池包推车  CART-F","V30207",9000087,"停用","带三口探头箱电池包推车 ","Cart-F with battery and 3 probe ports",null,"海外/国内","ALL",null,1,"ChangSha/SuZhou","-","-","-","-","-","-","-","-","-","-","-","-","-","-","-","-","-","-","-","-","-","-","-","-","-","-","-","-","-","-","-","-","-","-","-","-","-","-","-","-","-","-","-","-","-","-","-","-","-","-","-","-","-","-","-","-","-","-","-","-","-","-","-","-","-","-","-","-","-","-","-","-","-","-","-","-","-","-","-","-","-","-","-","-","-","-","-","-","-","-","-","-","-","-","-","-","O","O","O","O","O","O","O","O","O","O","O","O","-","-","-","-","-","-","-","O","-","-","O","O","O","O","O","O","O","O","O","O","O","O","O","O","O","-","-","-","-"]
["CART-S整机版-新","V30521",9000585,"停用","简易台车","Cart-S CHN",null,"国内","CN",null,1,"ChangSha/SuZhou","-","-","-","-","-","-","-","-","-","-","-","-","-","-","-","-","-","-","-","-","-","-","-","-","-","-","-","-","-","-","-","-","-","-","-","-","-","-","-","-","-","-","-","-","-","-","-","-","-","-","-","-","-","-","-","-","-","-","-","-","-","-","-","-","-","-","-","-","-","-","-","-","-","-","-","-","-","-","-","-","-","-","-","-","-","-","-","-","-","-","-","-","-","-","-","-","O","O","O","O","O","O","O","O","O","O","O","O","-","-","-","-","-","-","-","O","-","-","O","O","O","O","O","O","O","O","O","O","O","O","O","O","O","-","-","-","-"]
["CART-S整机版-新","V10855","9000585-1\n","启用","简易台车","Cart-S CHN",null,"国内","CN",null,1,"ChangSha/SuZhou","-","-","-","-","-","-","O","-","-","-","-","-","-","-","-","-","-","-","-","-","-","-","-","-","-","-","-","-","-","-","-","-","-","-","-","-","-","-","-","-","-","-","-","-","-","-","-","-","-","-","-","-","-","-","-","-","-","-","-","-","-","-","-","-","-","-","-","-","-","-","-","-","-","-","-","-","-","-","-","-","-","-","-","-","-","-","-","-","-","-","O","O","O","O","O","O","O","O","O","O","O","O","O","O","O","O","O","O","-","-","-","-","-","-","-","O","-","O","O","O","O","O","O","O","O","O","O","O","O","O","O","O","O","O","O","O","O","-","-","-"]
["二探头组件-新","V30524",1000914,"停用","二探头口组件","2 extended probe ports",null,"海外/国内","ALL",null,1,"ChangSha/SuZhou","-","-","-","-","-","-","-","-","-","-","-","-","-","-","-","-","-","-","-","-","-","-","-","-","-","-","-","-","-","-","-","-","-","-","-","-","-","-","-","-","-","-","-","-","-","-","-","-","-","-","-","-","-","-","-","-","-","-","-","-","-","-","-","-","-","-","-","-","-","-","-","-","-","-","-","-","-","-","-","-","-","-","-","-","-","-","-","-","-","-","-","-","-","-","-","-","O","O","O","O","O","O","O","O","O","O","O","O","-","-","-","-","-","-","-","O","-","-","O","O","O","O","O","O","O","O","O","O","O","O","O","O","O","-","-","-","-"]
["三探头口组件-新","V30525",1000915,"启用","三探头口组件","3 extended probe ports",null,"海外/国内","ALL",null,1,"ChangSha/SuZhou","-","-","-","-","-","-","O","-","-","-","-","-","-","-","-","-","-","-","-","-","-","-","-","-","-","-","-","-","-","-","-","-","-","-","-","-","-","-","-","-","-","-","-","-","-","-","-","-","-","-","-","-","-","-","-","-","-","-","-","-","-","-","-","-","-","-","-","-","-","-","-","-","-","-","-","-","-","-","-","-","-","-","-","-","-","-","-","-","-","-","O","O","O","O","O","O","O","O","O","O","O","O","O","O","O","O","O","O","-","-","-","-","-","-","-","O","-","O","O","O","O","O","O","O","O","O","O","O","O","O","O","O","O","O","O","O","O"]
["带三口探头箱电池包推车  CART-F-新","V30519",9000583,"启用","带三口探头箱电池包推车 ","Cart-F with battery and 3 probe ports",null,"海外/国内","ALL",null,1,"ChangSha/SuZhou","-","-","-","-","-","-","-","-","-","-","-","-","-","-","-","-","-","-","-","-","-","-","-","-","-","-","-","-","-","-","-","-","-","-","-","-","-","-","-","-","-","-","-","-","-","-","-","-","-","-","-","-","-","-","-","-","-","-","-","-","-","-","-","-","-","-","-","-","-","-","-","-","-","-","-","-","-","-","-","-","-","-","-","-","-","-","-","-","-","-","-","-","-","-","-","-","O","O","O","O","O","O","O","O","O","O","O","O","-","-","-","-","-","-","-","O","-","O","O","O","O","O","O","O","O","O","O","O","O","O","O","O","O","O","O","O","O"]
["CART带电池包全功能手推车通用版","V10853","9000583-1","启用","CART带电池包全功能手推车通用版","Cart-F with battery and 3 probe ports",null,"海外/国内","ALL",null,1,"ChangSha/SuZhou","-","-","-","-","-","-","O","-","-","-","-","-","-","-","-","-","-","-","-","-","-","-","-","-","-","-","-","-","-","-","-","-","-","-","-","-","-","-","-","-","-","-","-","-","-","-","-","-","-","-","-","-","-","-","-","-","-","-","-","-","-","-","-","-","-","-","-","-","-","-","-","-","-","-","-","-","-","-","-","-","-","-","-","-","-","-","-","-","-","-","O","O","O","O","O","O","-","-","-","-","-","-","-","-","-","-","-","-","-","-","-","-","-","-","-","-","-","-","-","-","-","-","-","-","-","-","-","-","-","-","-","-","-","-","-","-","-"]
["台车中文操作手册","V30265","8000142","停用","台车中文操作手册","Cart Basic User Manual ZH_CN",null,"国内","CN",null,1,"ChangSha/SuZhou","-","-","-","-","-","-","X","-","-","-","-","-","-","-","-","-","-","-","-","-","-","-","-","-","-","-","-","-","-","-","-","-","-","-","-","-","-","-","-","-","-","-","-","-","-","-","-","-","-","-","-","-","-","-","-","-","-","-","-","-","-","-","-","-","-","-","-","-","-","-","-","-","-","-","-","-","-","-","-","-","-","-","-","-","-","-","-","-","-","-","X","X","X","X","X","X","X","X","X","X","X","X","X","X","X","X","X","X","-","-","-","-","-","-","-","X","-","X","X","X","X","X","X","X","X","X","X","X","X","X","X","X","X","-","-","-","-"]
["台车中文操作手册","V30265","8000380","启用","台车中文操作手册","Cart Basic User Manual ZH_CN",null,"国内","CN",null,1,"ChangSha/SuZhou","-","-","-","-","-","-","O","-","-","-","-","-","-","-","-","-","-","-","-","-","-","-","-","-","-","-","-","-","-","-","-","-","-","-","-","-","-","-","-","-","-","-","-","-","-","-","-","-","-","-","-","-","-","-","-","-","-","-","-","-","-","-","-","-","-","-","-","-","-","-","-","-","-","-","-","-","-","-","-","-","-","-","-","-","-","-","-","-","-","-","O","O","O","O","O","O","O","O","O","O","O","O","O","O","O","O","O","O","-","-","-","-","-","-","-","O","-","O","O","O","O","O","O","O","O","O","O","O","O","O","O","O","O","O","O","O","O"]
["2 extended probe ports（单独购买）","V30153",2000169,"停用","二探头口组件","2 extended probe ports(only for single purchase)",null,"海外/国内","ALL",null,1,"ChangSha/SuZhou","-","-","-","-","-","-","-","-","-","-","-","-","-","-","-","-","-","-","-","-","-","-","-","-","-","-","-","-","-","-","-","-","-","-","-","-","-","-","-","-","-","-","-","-","-","-","-","-","-","-","-","-","-","-","-","-","-","-","-","-","-","-","-","-","-","-","-","-","-","-","-","-","-","-","-","-","-","-","-","-","-","-","-","-","-","-","-","-","-","-","-","-","-","-","-","-","O","O","O","O","O","O","O","O","O","O","O","O","-","-","-","-","-","-","-","O","-","-","O","O","O","O","O","O","O","O","O","O","O","O","O","O","O","-","-","-","-"]
["3 extended probe ports（单独购买）","V30152",2000170,"停用","三探头口组件","3 extended probe ports(only for single purchase)",null,"海外/国内","ALL",null,1,"ChangSha/SuZhou","-","-","-","-","-","-","-","-","-","-","-","-","-","-","-","-","-","-","-","-","-","-","-","-","-","-","-","-","-","-","-","-","-","-","-","-","-","-","-","-","-","-","-","-","-","-","-","-","-","-","-","-","-","-","-","-","-","-","-","-","-","-","-","-","-","-","-","-","-","-","-","-","-","-","-","-","-","-","-","-","-","-","-","-","-","-","-","-","-","-","-","-","-","-","-","-","O","O","O","O","O","O","O","O","O","O","O","O","-","-","-","-","-","-","-","O","-","-","O","O","O","O","O","O","O","O","O","O","O","O","O","O","O","-","-","-","-"]
["二探头套件-新（单独购买）","V30524",2000252,"停用","二探头套件","2 extended probe ports(only for single purchase)",null,"海外/国内","ALL",null,1,"ChangSha/SuZhou","-","-","-","-","-","-","-","-","-","-","-","-","-","-","-","-","-","-","-","-","-","-","-","-","-","-","-","-","-","-","-","-","-","-","-","-","-","-","-","-","-","-","-","-","-","-","-","-","-","-","-","-","-","-","-","-","-","-","-","-","-","-","-","-","-","-","-","-","-","-","-","-","-","-","-","-","-","-","-","-","-","-","-","-","-","-","-","-","-","-","-","-","-","-","-","-","O","O","O","O","O","O","O","O","O","O","O","O","-","-","-","-","-","-","-","O","-","-","O","O","O","O","O","O","O","O","O","O","O","O","O","O","O","-","-","-","-"]
["三探头口套件-新（单独购买）","V30525",2000253,"启用","三探头口套件","3 extended probe ports(only for single purchase)",null,"海外/国内","ALL",null,1,"ChangSha/SuZhou","-","-","-","-","-","-","O","-","-","-","-","-","-","-","-","-","-","-","-","-","-","-","-","-","-","-","-","-","-","-","-","-","-","-","-","-","-","-","-","-","-","-","-","-","-","-","-","-","-","-","-","-","-","-","-","-","-","-","-","-","-","-","-","-","-","-","-","-","-","-","-","-","-","-","-","-","-","-","-","-","-","-","-","-","-","-","-","-","-","-","O","O","O","O","O","O","O","O","O","O","O","O","O","O","O","O","O","O","-","-","-","-","-","-","-","O","-","O","O","O","O","O","O","O","O","O","O","O","O","O","O","O","O","O","O","O","O"]
["CART-L国内版","V10303",9000506,"启用","简易台车","CART-L",null,"国内","CN",null,1,"ChangSha/SuZhou","-","-","-","-","-","-","-","-","-","-","-","-","-","-","-","-","-","-","-","-","-","-","-","-","-","-","-","-","-","-","-","-","-","-","-","-","-","-","-","-","-","-","-","-","-","-","-","-","-","-","-","-","-","-","-","-","-","-","-","-","-","-","-","-","-","-","-","-","-","-","-","-","-","-","-","-","-","-","-","-","-","-","-","-","-","-","-","-","-","-","-","-","-","-","-","-","O","O","O","O","O","O","O","O","O","O","O","O","-","-","-","-","-","-","-","O","-","O","O","O","O","O","O","O","O","O","O","O","O","O","O","O","O","O","O","O","O"]
["CART-L国内通用版","V10851","9000506-1","启用","简易台车","CART-L",null,"国内","CN",null,1,"ChangSha/SuZhou","-","-","-","-","-","-","O","-","-","-","-","-","-","-","-","-","-","-","-","-","-","-","-","-","-","-","-","-","-","-","-","-","-","-","-","-","-","-","-","-","-","-","-","-","-","-","-","-","-","-","-","-","-","-","-","-","-","-","-","-","-","-","-","-","-","-","-","-","-","-","-","-","-","-","-","-","-","-","-","-","-","-","-","-","-","-","-","-","-","-","O","O","O","O","O","O","-","-","-","-","-","-","-","-","-","-","-","-","-","-","-","-","-","-","-","-","-","-","-","-","-","-","-","-","-","-","-","-","-","-","-","-","-","-","-","-","-"]
["CART-L两口探头箱组件"," V30466",1000798,"启用","CART-L两口探头箱组件","CART-L 2 extended probe ports",null,"海外/国内","ALL",null,1,"ChangSha/SuZhou","-","-","-","-","-","-","O","-","-","-","-","-","-","-","-","-","-","-","-","-","-","-","-","-","-","-","-","-","-","-","-","-","-","-","-","-","-","-","-","-","-","-","-","-","-","-","-","-","-","-","-","-","-","-","-","-","-","-","-","-","-","-","-","-","-","-","-","-","-","-","-","-","-","-","-","-","-","-","-","-","-","-","-","-","-","-","-","-","-","-","O","O","O","O","O","O","O","O","O","O","O","O","O","O","O","O","O","O","-","-","-","-","-","-","-","O","-","O","O","O","O","O","O","O","O","O","O","O","O","O","O","O","O","O","O","O","O"]
["CART-L三口探头箱组件"," V30467",1000799,"启用","CART-L三口探头箱组件","CART-L 3 extended probe ports",null,"海外/国内","ALL",null,1,"ChangSha/SuZhou","-","-","-","-","-","-","O","-","-","-","-","-","-","-","-","-","-","-","-","-","-","-","-","-","-","-","-","-","-","-","-","-","-","-","-","-","-","-","-","-","-","-","-","-","-","-","-","-","-","-","-","-","-","-","-","-","-","-","-","-","-","-","-","-","-","-","-","-","-","-","-","-","-","-","-","-","-","-","-","-","-","-","-","-","-","-","-","-","-","-","O","O","O","O","O","O","O","O","O","O","O","O","O","O","O","O","O","O","-","-","-","-","-","-","-","O","-","O","O","O","O","O","O","O","O","O","O","O","O","O","O","O","O","O","O","O","O"]
["CART-L两口探头箱套件（单独购买）"," V30466",2000277,"启用","CART-L两口探头箱套件","CART-L 2 extended probe ports(only for single purchase)",null,"海外/国内","ALL",null,1,"ChangSha/SuZhou","-","-","-","-","-","-","O","-","-","-","-","-","-","-","-","-","-","-","-","-","-","-","-","-","-","-","-","-","-","-","-","-","-","-","-","-","-","-","-","-","-","-","-","-","-","-","-","-","-","-","-","-","-","-","-","-","-","-","-","-","-","-","-","-","-","-","-","-","-","-","-","-","-","-","-","-","-","-","-","-","-","-","-","-","-","-","-","-","-","-","O","O","O","O","O","O","O","O","O","O","O","O","O","O","O","O","O","O","-","-","-","-","-","-","-","O","-","O","O","O","O","O","O","O","O","O","O","O","O","O","O","O","O","O","O","O","O"]
["CART-L三口探头箱套件（单独购买）"," V30467",2000278,"启用","CART-L三口探头箱套件","CART-L 3 extended probe ports(only for single purchase)",null,"海外/国内","ALL",null,1,"ChangSha/SuZhou","-","-","-","-","-","-","O","-","-","-","-","-","-","-","-","-","-","-","-","-","-","-","-","-","-","-","-","-","-","-","-","-","-","-","-","-","-","-","-","-","-","-","-","-","-","-","-","-","-","-","-","-","-","-","-","-","-","-","-","-","-","-","-","-","-","-","-","-","-","-","-","-","-","-","-","-","-","-","-","-","-","-","-","-","-","-","-","-","-","-","O","O","O","O","O","O","O","O","O","O","O","O","O","O","O","O","O","O","-","-","-","-","-","-","-","O","-","O","O","O","O","O","O","O","O","O","O","O","O","O","O","O","O","O","O","O","O"]
["USB B/W graphic printer slot","V30160","1000367","停用","CART打印机支架组件","USB B/W graphic printer slot",null,"海外/国内","ALL",null,1,"ChangSha/SuZhou","-","-","-","-","-","-","X","-","-","-","-","-","-","-","-","-","-","-","-","-","-","-","-","-","-","-","-","-","-","-","-","-","-","-","-","-","-","-","-","-","-","-","-","-","-","-","-","-","-","-","-","-","-","-","-","-","-","-","-","-","-","-","-","-","-","-","-","-","-","-","-","-","-","-","-","-","-","-","-","-","-","-","-","-","-","-","-","-","-","-","X","X","X","X","X","X","X","X","X","X","X","X","X","X","X","X","X","X","-","-","-","-","-","-","-","X","-","-","X","X","X","X","X","X","X","X","X","X","X","X","X","X","X","-","-","-","-"]
["HDMI port,VGA port,S-Video port","V30206",1000473,"启用","HDMI/VGA/S-Video转接口","HDMI port,VGA port,S-Video port",null,"海外/国内","ALL",null,1,"ChangSha/SuZhou","-","-","-","-","-","-","-","-","-","-","-","-","-","-","-","-","-","-","-","-","-","-","-","-","-","-","-","-","-","-","-","-","-","-","-","-","-","-","-","-","-","-","-","-","-","-","-","-","-","-","-","-","-","-","-","-","-","-","-","-","-","-","-","-","-","-","-","-","-","-","-","-","-","-","-","-","-","-","-","-","-","-","-","-","-","-","-","-","-","-","X","X","X","X","X","X","X","X","X","X","X","X","X","X","X","X","X","X","-","-","-","-","-","-","-","X","-","X","X","X","X","X","X","X","X","X","X","X","X","X","X","X","X","X","X","X","X"]
["portable独立包装电池","V30148",1000349,"启用","独立包装电池","Battery Pack with separated package",null,"海外/国内","ALL",null,1,"ChangSha/SuZhou","-","-","-","-","-","-","-","-","-","-","-","-","-","-","-","-","-","-","-","-","-","-","-","-","-","-","-","-","-","-","-","-","-","-","-","-","-","-","-","-","-","-","-","-","-","-","-","-","-","-","-","-","-","-","-","-","-","-","-","-","-","-","-","-","-","-","-","-","-","-","-","-","-","-","-","-","-","-","-","-","-","-","-","-","-","-","-","-","-","-","-","-","-","-","-","-","O","O","O","O","O","O","O","O","O","O","O","O","-","-","-","-","-","-","-","O","-","O","O","O","O","O","O","O","O","O","O","O","O","O","O","O","O","O","O","O","O"]
["CART 电池包组件","V30155",1000363,"启用","台车电池包组件","CART battery pack assembly",null,"海外/国内","ALL",null,1,"ChangSha/SuZhou","-","-","-","-","-","-","O","-","-","-","-","-","-","-","-","-","-","-","-","-","-","-","-","-","-","-","-","-","-","-","-","-","-","-","-","-","-","-","-","-","-","-","-","-","-","-","-","-","-","-","-","-","-","-","-","-","-","-","-","-","-","-","-","-","-","-","-","-","-","-","-","-","-","-","-","-","-","-","-","-","-","-","-","-","-","-","-","-","-","-","O","O","O","O","O","O","O","O","O","O","O","O","O","O","O","O","O","O","-","-","-","-","-","-","-","O","-","O","O","O","O","O","O","O","O","O","O","O","O","O","O","O","O","O","O","O","O"]
["CART电源面板组件","V30156",1000364,"启用","台车电源面板组件","CART power panel assembly",null,"海外/国内","ALL",null,1,"ChangSha/SuZhou","-","-","-","-","-","-","O","-","-","-","-","-","-","-","-","-","-","-","-","-","-","-","-","-","-","-","-","-","-","-","-","-","-","-","-","-","-","-","-","-","-","-","-","-","-","-","-","-","-","-","-","-","-","-","-","-","-","-","-","-","-","-","-","-","-","-","-","-","-","-","-","-","-","-","-","-","-","-","-","-","-","-","-","-","-","-","-","-","-","-","O","O","O","O","O","O","O","O","O","O","O","O","O","O","O","O","O","O","-","-","-","-","-","-","-","O","-","O","O","O","O","O","O","O","O","O","O","O","O","O","O","O","O","O","O","O","O"]
["CART视频转换输出组件","V30208",1000476,"停用","台车视频转换输出组件","DP to S-Video, HDMI(DVI), VGA converter on cart",null,"海外/国内","ALL",null,1,"ChangSha/SuZhou","-","-","-","-","-","-","O","-","-","-","-","-","-","-","-","-","-","-","-","-","-","-","-","-","-","-","-","-","-","-","-","-","-","-","-","-","-","-","-","-","-","-","-","-","-","-","-","-","-","-","-","-","-","-","-","-","-","-","-","-","-","-","-","-","-","-","-","-","-","-","-","-","-","-","-","-","-","-","-","-","-","-","-","-","-","-","-","-","-","-","O","O","O","O","O","O","O","O","O","O","O","O","O","O","O","O","O","O","-","-","-","-","-","-","-","O","-","-","O","O","O","O","O","O","O","O","O","O","O","O","O","O","O","-","-","-","-"]
["CART USB HUB组件","V30158",1000366,"启用","台车USB 转接口","Cart USB hub",null,"海外/国内","ALL",null,1,"ChangSha/SuZhou","-","-","-","-","-","-","O","-","-","-","-","-","-","-","-","-","-","-","-","-","-","-","-","-","-","-","-","-","-","-","-","-","-","-","-","-","-","-","-","-","-","-","-","-","-","-","-","-","-","-","-","-","-","-","-","-","-","-","-","-","-","-","-","-","-","-","-","-","-","-","-","-","-","-","-","-","-","-","-","-","-","-","-","-","-","-","-","-","-","-","O","O","O","O","O","O","O","O","O","O","O","O","O","O","O","O","O","O","-","-","-","-","-","-","-","O","-","O","O","O","O","O","O","O","O","O","O","O","O","O","O","O","O","O","O","O","O"]
["定制拉杆箱组件","V30551",1001024,"启用","便携式拉杆箱","Travelling case",null,"海外/国内","ALL",null,1,"ChangSha/SuZhou","-","-","-","-","-","-","O","-","-","-","-","-","-","-","-","-","-","-","-","-","-","-","-","-","-","-","-","-","-","-","-","-","-","-","-","-","-","-","-","-","-","-","-","-","-","-","-","-","-","-","-","-","-","-","-","-","-","-","-","-","-","-","-","-","-","-","-","-","-","-","-","-","-","-","-","-","-","-","-","-","-","-","-","-","-","-","-","-","-","-","O","O","O","O","O","O","O","O","O","O","O","O","O","O","O","O","O","O","-","-","-","-","-","-","-","O","-","O","O","O","O","O","O","O","O","O","O","O","O","O","O","O","O","O","O","O","O"]
["V8箱包组件（新秀丽）","V30543",1000321,"停用","便携式拉杆箱","Travelling case",null,"海外/国内","ALL",null,1,"ChangSha/SuZhou","-","-","-","-","-","-","-","-","-","-","-","-","-","-","-","-","-","-","-","-","-","-","-","-","-","-","-","-","-","-","-","-","-","-","-","-","-","-","-","-","-","-","-","-","-","-","-","-","-","-","-","-","-","-","-","-","-","-","-","-","-","-","-","-","-","-","-","-","-","-","-","-","-","-","-","-","-","-","-","-","-","-","-","-","-","-","-","-","-","-","-","-","-","-","-","-","O","O","O","O","O","O","O","O","O","O","O","O","-","-","-","-","-","-","-","O","-","-","O","O","O","O","O","O","O","O","O","O","O","O","O","O","O","-","-","-","-"]
["portable 箱包组件","V30147",1000664,"停用","便携式拉杆箱","Travelling case",null,"海外/国内","ALL",null,1,"ChangSha/SuZhou","-","-","-","-","-","-","-","-","-","-","-","-","-","-","-","-","-","-","-","-","-","-","-","-","-","-","-","-","-","-","-","-","-","-","-","-","-","-","-","-","-","-","-","-","-","-","-","-","-","-","-","-","-","-","-","-","-","-","-","-","-","-","-","-","-","-","-","-","-","-","-","-","-","-","-","-","-","-","-","-","-","-","-","-","-","-","-","-","-","-","-","-","-","-","-","-","O","O","O","O","O","O","O","O","O","O","O","O","-","-","-","-","-","-","-","O","-","-","O","O","O","O","O","O","O","O","O","O","O","O","O","O","O","-","-","-","-"]
["Portable keyboard dust film(Minimum order quantity 10pcs,1pcs/1package)","V30422",3001755,"启用"," 键盘防尘膜"," keyboard dust film(Minimum order quantity 10pcs,1pcs/1package)",null,"海外/国内","ALL",null,1,"ChangSha/SuZhou","-","-","-","-","-","-","X","-","-","-","-","-","-","-","-","-","-","-","-","-","-","-","-","-","-","-","-","-","-","-","-","-","-","-","-","-","-","-","-","-","-","-","-","-","-","-","-","-","-","-","-","-","-","-","-","-","-","-","-","-","-","-","-","-","-","-","-","-","-","-","-","-","-","-","-","-","-","-","-","-","-","-","-","-","-","-","-","-","-","-","X","X","X","X","X","X","X","X","X","X","X","X","X","X","X","X","X","X","-","-","-","-","-","-","-","X","-","X","X","X","X","X","X","X","X","X","X","X","X","X","X","X","X","X","X","X","X"]
["V30键盘中文保护膜","V30412",3001271,"停用"," 键盘中文保护膜","  keyboard Chinese protective film ",null,"国内","CN",null,1,"ChangSha/SuZhou","-","-","X","X","X","X","-","-","-","-","-","-","-","-","-","-","-","-","-","-","-","-","-","-","-","-","-","-","-","-","-","-","-","-","-","-","-","-","-","-","-","-","-","-","-","-","-","-","-","-","-","-","X","X","X","X","X","X","X","X","X","X","X","X","X","X","X","X","X","X","X","X","X","-","-","-","-","-","-","-","-","-","-","-","-","-","-","-","-","-","-","-","-","-","-","-","-","-","-","-","-","-","-","-","-","-","-","-","-","-","-","-","-","-","-","-","-","-","-","-","-","-","-","-","-","-","-","-","-","-","-","-","-","-","-","-","-"]
[" 86/65系列键盘中文保护膜","V30413",3001272,"停用"," 键盘中文保护膜"," keyboard Chinese protective film ",null,"国内","CN",null,1,"ChangSha/SuZhou","-","-","-","-","-","-","-","X","X","X","X","X","X","X","X","X","X","X","X","X","X","X","X","X","X","X","X","X","X","X","X","X","X","X","X","X","X","X","X","X","X","X","-","-","-","-","-","-","-","-","-","-","-","-","-","-","-","-","-","-","-","-","-","-","-","-","-","-","-","-","-","-","-","-","-","-","-","-","-","-","-","-","-","-","-","-","-","-","-","-","-","-","-","-","-","-","-","-","-","-","-","-","-","-","-","-","-","-","-","-","-","-","-","-","-","-","-","-","-","-","-","-","-","-","-","-","-","-","-","-","-","-","-","-","-","-","-"]
["E20键盘中文保护膜","V30414",3001273,"启用"," 键盘中文保护膜"," keyboard Chinese protective film ",null,"国内","CN",null,1,"ChangSha/SuZhou","-","-","-","-","-","-","-","-","-","-","-","-","-","-","-","-","-","-","-","-","-","-","-","-","-","-","-","-","-","-","-","-","-","-","-","-","-","-","-","-","-","-","-","-","-","-","-","-","-","-","-","-","-","-","-","-","-","-","-","-","-","-","-","-","-","-","-","-","-","-","-","-","-","X","X","X","X","X","X","X","X","X","X","X","X","X","X","X","X","X","-","-","-","-","-","-","-","-","-","-","-","-","-","-","-","-","-","-","-","-","-","-","-","-","-","-","-","-","-","-","-","-","-","-","-","-","-","-","-","-","-","-","-","-","-","-","-"]
[" 86/65系列新键盘中文保护膜","V30415",3001811,"启用"," 新键盘中文保护膜"," keyboard Chinese protective film ",null,"国内","CN",null,1,"ChangSha/SuZhou","-","-","-","-","-","-","-","X","X","X","X","X","X","X","X","X","X","X","X","X","X","X","X","X","X","X","X","X","X","X","X","X","X","X","X","X","X","X","X","X","X","X","-","-","-","-","-","-","-","-","-","-","-","-","-","-","-","-","-","-","-","-","-","-","-","-","-","-","-","-","-","-","-","-","-","-","-","-","-","-","-","-","-","-","-","-","-","-","-","-","-","-","-","-","-","-","-","-","-","-","-","-","-","-","-","-","-","-","-","-","-","-","-","-","-","-","-","-","-","-","-","-","-","-","-","-","-","-","-","-","-","-","-","-","-","-","-"]
["G55新键盘中文保护膜","V30416",3001878,"启用"," 新键盘中文保护膜"," keyboard Chinese protective film ",null,"国内","CN",null,1,"ChangSha/SuZhou","X","X","X","X","X","X","-","-","-","-","-","-","-","-","-","-","-","-","-","-","-","-","-","-","-","-","-","-","-","-","-","-","-","-","-","-","-","-","-","-","-","-","X","X","X","X","X","X","X","X","X","X","X","X","X","X","X","X","X","X","X","X","X","X","X","X","X","X","X","X","X","X","X","-","-","-","-","-","-","-","-","-","-","-","-","-","-","-","-","-","-","-","-","-","-","-","-","-","-","-","-","-","-","-","-","-","-","-","X","-","-","-","-","-","-","-","-","-","-","-","-","-","-","-","-","-","-","-","-","-","-","-","-","-","-","-","-"]
["G55系列键盘防水膜套件","V30513",2000262,"启用"," 键盘防水膜套件","G55 series keyboard waterproof kit(Minimum package quantity 10pcs,10pcs/Bag)",null,"海外/国内","ALL",null,1,"ChangSha/SuZhou","O","O","O","O","O","O","-","-","-","-","-","-","-","-","-","-","-","-","-","-","-","-","-","-","-","-","-","-","-","-","-","-","-","-","-","-","-","-","-","-","-","-","O","O","O","O","O","O","O","O","O","O","O","O","O","O","O","O","O","O","O","O","O","O","O","O","O","O","O","O","O","O","O","-","-","-","-","-","-","-","-","-","-","-","-","-","-","-","-","-","-","-","-","-","-","-","-","-","-","-","-","-","-","-","-","-","-","-","-","-","-","-","-","-","-","-","-","-","-","-","-","-","-","-","-","-","-","-","-","-","-","-","-","-","-","-","-"]
["E20系列键盘防水膜套件","V30514",2000263,"启用"," 键盘防水膜套件","E20 series keyboard waterproof kit(Minimum package quantity 10pcs,10pcs/Bag)",null,"海外/国内","ALL",null,1,"ChangSha/SuZhou","-","-","-","-","-","-","-","-","-","-","-","-","-","-","-","-","-","-","-","-","-","-","-","-","-","-","-","-","-","-","-","-","-","-","-","-","-","-","-","-","-","-","-","-","-","-","-","-","-","-","-","-","-","-","-","-","-","-","-","-","-","-","-","-","-","-","-","-","-","-","-","-","-","O","O","O","O","O","O","O","O","O","O","O","O","O","O","O","O","O","-","-","-","-","-","-","-","-","-","-","-","-","-","-","-","-","-","-","-","-","-","-","-","-","-","-","-","-","-","-","-","-","-","-","-","-","-","-","-","-","-","-","-","-","-","-","-"]
["OR键盘防水膜套件","V30515 ",2000264,"启用"," 键盘防水膜套件","OR series keyboard waterproof kit(Minimum package quantity 10pcs,10pcs/Bag)",null,"海外/国内","ALL",null,1,"ChangSha/SuZhou","-","-","-","-","-","-","-","O","O","O","O","O","O","O","O","O","O","O","O","O","O","O","O","O","O","O","O","O","O","O","O","O","O","O","O","O","O","O","O","O","O","O","-","-","-","-","-","-","-","-","-","-","-","-","-","-","-","-","-","-","-","-","-","-","-","-","-","-","-","-","-","-","-","-","-","-","-","-","-","-","-","-","-","-","-","-","-","-","-","-","-","-","-","-","-","-","-","-","-","-","-","-","-","-","-","-","-","-","-","-","-","-","-","-","-","-","-","-","-","-","-","-","-","-","-","-","-","-","-","-","-","-","-","-","-","-","-"]
["探头挂架扩展组件（一转三）","V30518",1000850,"启用","探头挂架扩展组件","extended probe hold",null,"海外/国内","ALL",null,1,"ChangSha/SuZhou","O","O","O","O","O","O","-","O","O","O","O","O","O","O","O","O","O","O","O","O","O","O","O","O","O","O","O","O","O","O","O","O","O","O","O","O","O","O","O","O","O","O","O","O","O","O","O","O","O","O","O","O","O","O","O","O","O","O","O","O","O","O","O","O","O","O","O","O","O","O","O","O","O","O","O","O","O","O","O","O","O","O","O","O","O","O","O","O","O","O","-","-","-","-","-","-","-","-","-","-","-","-","-","-","-","-","-","-","-","-","-","-","-","-","-","-","-","-","-","-","-","-","-","-","-","-","-","-","-","-","-","-","-","-","-","-","-"]
["X1系列腔内探头挂架组件","V30661",1001239,"未发布","X1腔内探头挂架组件","X1 Endocavity probe holder",null,"海外/国内","ALL",null,1,"ChangSha/SuZhou","-","-","-","-","-","-","-","-","-","-","-","-","-","-","-","-","-","-","-","-","-","-","-","-","-","-","-","-","-","-","-","-","-","-","-","-","-","-","-","-","-","-","-","-","-","-","-","-","-","-","-","-","-","-","-","-","-","-","-","-","-","-","-","-","-","-","-","-","-","-","-","-","-","-","-","-","-","-","-","-","-","-","-","-","-","-","-","O","O","O","-","-","-","-","-","-","-","-","-","-","-","-","-","-","-","-","-","-","-","-","-","-","-","-","-","-","-","-","-","-","-","-","-","-","-","-","-","-","-","-","-","-","-","-","-","-","-"]
["E20/E10系列腔内探头挂架组件","V30662",1001240,"未发布","E20腔内探头挂架组件","E20 Endocavity probe holder",null,"海外/国内","ALL",null,1,"ChangSha/SuZhou","-","-","-","-","-","-","-","-","-","-","-","-","-","-","-","-","-","-","-","-","-","-","-","-","-","-","-","-","-","-","-","-","-","-","-","-","-","-","-","-","-","-","-","-","-","-","-","-","-","-","-","-","-","-","-","-","-","-","-","-","-","-","-","-","-","-","-","-","-","-","-","-","-","O","O","-","-","O","O","O","-","-","O","O","O","-","-","-","-","-","-","-","-","-","-","-","-","-","-","-","-","-","-","-","-","-","-","-","-","-","O","-","-","-","-","-","-","-","-","-","-","-","-","-","-","-","-","-","-","-","-","-","-","-","-","-","-"]
["E35/G55系列腔内探头挂架组件","V30663",1001241,"启用","G55腔内探头挂架组件","G55 Endocavity probe holder",null,"海外/国内","ALL",null,1,"ChangSha/SuZhou","O","O","-","-","-","-","-","-","-","-","-","-","-","-","-","-","-","-","-","-","-","-","-","-","-","-","-","-","-","-","-","-","-","-","-","-","-","-","-","-","-","-","O","O","O","O","-","-","-","-","-","-","-","-","-","-","-","-","-","-","O","O","O","O","O","O","O","O","O","O","O","O","O","-","-","-","-","-","-","-","-","-","-","-","-","-","-","-","-","-","-","-","-","-","-","-","-","-","-","-","-","-","-","-","-","-","-","-","O","O","-","-","-","-","-","-","-","-","-","-","-","-","-","-","-","-","-","-","-","-","-","-","-","-","-","-","-"]
["腔内探头搁架套件","V30685",2000369,"启用","腔内探头搁架套件"," Endocavity probe holder",null,"海外/国内","ALL",null,1,"ChangSha/SuZhou","-","-","-","-","-","-","-","-","O","O","O","O","O","O","O","O","O","O","O","O","O","O","O","O","O","O","O","O","O","O","O","O","O","O","O","O","O","O","-","-","-","O","-","-","-","-","-","-","-","-","-","-","-","-","-","-","-","-","-","-","-","-","-","-","-","-","-","-","-","-","-","-","-","-","-","-","-","-","-","-","-","-","-","-","-","-","-","-","-","-","-","-","-","-","-","-","-","-","-","-","-","-","-","-","-","-","-","-","-","-","-","-","-","-","-","-","-","-","-","-","-","-","-","-","-","-","-","-","-","-","-","-","-","-","-","-","-"]
["便携设备军绿提包","V30567",3201912,"启用","便携设备军绿提包","Portable travel bag",null,"海外/国内","ALL",null,1,"ChangSha/SuZhou","-","-","-","-","-","-","O","-","-","-","-","-","-","-","-","-","-","-","-","-","-","-","-","-","-","-","-","-","-","-","-","-","-","-","-","-","-","-","-","-","-","-","-","-","-","-","-","-","-","-","-","-","-","-","-","-","-","-","-","-","-","-","-","-","-","-","-","-","-","-","-","-","-","-","-","-","-","-","-","-","-","-","-","-","-","-","-","-","-","-","O","O","O","O","O","O","O","O","O","O","O","O","O","O","O","O","O","O","-","-","-","-","-","-","-","-","-","O","O","O","O","O","O","O","O","O","O","O","O","O","O","O","O","O","O","O","O"]
["R系列电池板组件","V30652",1000897,"启用","R系列电池板组件","R series battery",null,"海外/国内","ALL",null,1,"ChangSha/SuZhou","O","O","O","O","O","O","-","-","-","-","-","-","-","-","-","-","-","-","-","-","-","-","-","-","-","-","-","-","-","-","-","-","-","-","-","-","-","-","-","-","-","-","O","O","O","O","O","O","O","O","O","O","O","O","O","O","O","O","O","O","-","-","-","-","-","-","-","-","-","-","-","-","-","-","-","-","-","-","-","-","-","-","-","-","-","-","-","-","-","-","-","-","-","-","-","-","-","-","-","-","-","-","-","-","-","-","-","-","-","-","-","-","-","-","-","-","-","-","-","-","-","-","-","-","-","-","-","-","-","-","-","-","-","-","-","-","-"]
["心音脉搏盒子组件","V30680","1000854","启用","心音脉搏盒子组件","PCG",null,"海外/国内","ALL",null,1,"ChangSha/SuZhou","O","O","O","O","O","O","-","-","-","-","-","-","-","-","-","-","-","-","-","-","-","-","-","-","-","-","-","-","-","-","-","-","-","-","-","-","-","-","-","-","-","-","O","O","O","O","O","O","O","O","O","O","O","O","O","O","O","O","O","O","-","-","-","-","-","-","-","-","-","-","-","-","-","-","-","-","-","-","-","-","-","-","-","-","-","-","-","-","-","-","-","-","-","-","-","-","-","-","-","-","-","-","-","-","-","-","-","-","-","-","-","-","-","-","-","-","-","-","-","-","-","-","-","-","-","-","-","-","-","-","-","-","-","-","-","-","-"]
["电源适配器 TR9CZ6000GS001I（RVB）","V40054",3200574,"启用","老版电源适配器 TR9CZ6000GS001I（RVB）","TR9CZ6000GS001I（RVB）",null,"国内","CN",null,1,"ChangSha/SuZhou","-","-","-","-","-","-","-","-","-","-","-","-","-","-","-","-","-","-","-","-","-","-","-","-","-","-","-","-","-","-","-","-","-","-","-","-","-","-","-","-","-","-","-","-","-","-","-","-","-","-","-","-","-","-","-","-","-","-","-","-","-","-","-","-","-","-","-","-","-","-","-","-","-","-","-","-","-","-","-","-","-","-","-","-","-","-","-","-","-","-","-","-","-","-","-","-","-","-","-","-","-","-","-","-","-","-","-","-","-","-","-","-","-","-","-","O","-","-","-","-","-","-","-","-","-","-","-","-","-","-","-","-","-","-","-","-","-"]
["新版电源适配器 MANGO150S-20AK-VIO","V30710 ","   3201916","启用","新版电源适配器 MANGO150S-20AK-VIO","MANGO150S-20AK-VIO",null,"国内","CN",null,"1","ChangSha/SuZhou","-","-","-","-","-","-","-","-","-","-","-","-","-","-","-","-","-","-","-","-","-","-","-","-","-","-","-","-","-","-","-","-","-","-","-","-","-","-","-","-","-","-","-","-","-","-","-","-","-","-","-","-","-","-","-","-","-","-","-","-","-","-","-","-","-","-","-","-","-","-","-","-","-","-","-","-","-","-","-","-","-","-","-","-","-","-","-","-","-","-","-","-","-","-","-","-","-","-","-","-","-","-","-","-","-","-","-","-","-","-","-","-","-","-","-","O","-","-","-","-","-","-","-","-","-","-","-","-","-","-","-","-","-","-","-","-","-"]
["V9电池（V9BAT）"," V30709    ","1001036","启用","V9电池（V9BAT）","V9BAT",null,"国内","CN",null,"1","ChangSha/SuZhou","-","-","-","-","-","-","O","-","-","-","-","-","-","-","-","-","-","-","-","-","-","-","-","-","-","-","-","-","-","-","-","-","-","-","-","-","-","-","-","-","-","-","-","-","-","-","-","-","-","-","-","-","-","-","-","-","-","-","-","-","-","-","-","-","-","-","-","-","-","-","-","-","-","-","-","-","-","-","-","-","-","-","-","-","-","-","-","-","-","-","O","O","O","O","O","O","-","-","-","-","-","-","-","-","-","-","-","-","-","-","-","-","-","-","-","O","-","-","-","-","-","-","-","-","-","-","-","-","-","-","-","-","-","-","-","-","-"]
["电缆主机端连接器套件（注：TTCON探头码支持G3-9PT）","V40058","2000406","启用","电缆主机端连接器套件","main unit connector kit","注：TTCON探头码支持G3-9PT","国内","CN",null,"1","ChangSha/SuZhou","-","-","-","-","-","-","-","-","-","-","-","-","-","-","-","-","-","-","-","-","-","-","-","-","-","-","-","-","-","-","-","-","-","-","-","-","-","-","-","-","-","-","-","-","-","-","-","-","-","-","-","-","-","-","-","-","-","-","-","-","-","-","-","-","-","-","-","-","-","-","-","-","-","-","-","-","-","-","-","-","-","-","-","-","-","-","-","-","-","-","-","-","-","-","-","-","-","-","-","-","-","-","-","-","-","-","-","-","-","-","-","-","-","-","-","O","O","-","-","-","-","-","-","-","-","-","-","-","-","-","-","-","-","-","-","-","-"]
["电缆线径9.3主机端连接器套件（注：TTCON探头码支持G3-9PT）","V40094","2000540","启用","电缆线径9.3主机端连接器套件","main unit connector kit","注：TTCON探头码支持G3-9PT","国内","CN",null,"1","ChangSha/SuZhou","-","-","-","-","-","-","-","-","-","-","-","-","-","-","-","-","-","-","-","-","-","-","-","-","-","-","-","-","-","-","-","-","-","-","-","-","-","-","-","-","-","-","-","-","-","-","-","-","-","-","-","-","-","-","-","-","-","-","-","-","-","-","-","-","-","-","-","-","-","-","-","-","-","-","-","-","-","-","-","-","-","-","-","-","-","-","-","-","-","-","-","-","-","-","-","-","-","-","-","-","-","-","-","-","-","-","-","-","-","-","-","-","-","-","-","O","-","-","-","-","-","-","-","-","-","-","-","-","-","-","-","-","-","-","-","-","-"]
[{"$nulls":128},"-"]
["*Optional peripherals(Preassemble in Factory)",{"$nulls":127},"-"]
["1T机械硬盘套件","V30533","2000244","启用"," 机械硬盘套件","HDD(1T) Kit",null,"海外/国内","ALL",null,1,"ChangSha/SuZhou","-","-","-","-","-","-","-","-","-","-","-","-","-","-","-","-","-","-","-","-","-","-","-","-","-","-","-","-","-","-","-","-","-","-","-","-","-","-","-","-","-","-","-","-","-","-","-","-","-","-","-","-","-","-","-","-","-","-","-","-","-","-","-","-","-","-","-","-","-","-","-","-","-","O","O","O","O","O","O","O","O","O","O","O","O","O","O","O","O","O","-","-","-","-","-","-","-","-","-","-","-","-","-","-","-","-","-","-","-","-","-","-","-","-","-","-","-","-","-","-","-","-","-","-","-","-","-","-","-","-","-","-","-","-","-","-","-"]
["1T硬盘_WD10PURX西部数据","V30794",3200686,"启用","1T机械硬盘（WD10PURX）  ","HDD(1T)",null,"海外/国内","ALL",null,1,"ChangSha/SuZhou","O","O","O","O","O","O",null,null,"O","O","O","O","O","O","O","O","O","O","O","O","O","O","O","O","O","O","O","O","O","O","O","O","O","O","O","O","-","O","-","-","-","-","O","O","O","O","O","O","O","O","O","O","O","O","O","O","O","O","O","O","O","-","-","O","O","-","-","O","O","O","O","O","O"]
["2T机械硬盘(WD20PURX)","V30724","3202158","启用","2T机械硬盘(WD20PURX)","HDD (2T)",null,"海外/国内","ALL",null,1,"ChangSha/SuZhou","O","O","O","O","O","O","-","-","O","O","O","O","O","O","O","O","O","O","O","O","O","O","O","O","O","O","O","O","O","O","O","O","O","O","O","O","O","O","O","O","O","O","O","O","O","O","O","O","O","O","O","O","O","O","O","O","O","O","O","O","O","O","O","O","O","O","O","O","O","O","O","O","O","-","-","-","-","-","-","-","-","-","-","-","-","-","-","-","-","-","-","-","-","-","-","-","-","-","-","-","-","-","-","-","-","-","-","-","O","O","-","-","-","-","-","-","-","-","-","-","-","-","-","-","-","-","-","-","-","-","-","-","-","-","-","-","-"]
["4T机械硬盘(WD40PURX)","V30725","3202159","启用","4T机械硬盘(WD40PURX)","HDD (4T)",null,"海外/国内","ALL",null,1,"ChangSha/SuZhou","O","O","O","O","O","O","-","-","O","O","O","O","O","O","O","O","O","O","O","O","O","O","O","O","O","O","O","O","O","O","O","O","O","O","O","O","O","O","O","O","O","O","O","O","O","O","O","O","O","O","O","O","O","O","O","O","O","O","O","O","O","O","O","O","O","O","O","O","O","O","O","O","O","-","-","-","-","-","-","-","-","-","-","-","-","-","-","-","-","-","-","-","-","-","-","-","-","-","-","-","-","-","-","-","-","-","-","-","O","O","-","-","-","-","-","-","-","-","-","-","-","-","-","-","-","-","-","-","-","-","-","-","-","-","-","-","-"]
["R系列机械硬盘组件 ","V30793","1001354","启用","G55/R系列机械硬盘组件 ","G55/R series HDD Kit","compatible with HDD 1T/2T/4T","海外/国内","ALL",null,1,"ChangSha/SuZhou","O","O","O","O","O","O","-","-","-","-","-","-","-","-","-","-","-","-","-","-","-","-","-","-","-","-","-","-","-","-","-","-","-","-","-","-","-","-","-","-","-","-","O","O","O","O","O","O","O","O","O","O","O","O","O","O","O","O","O","O","O","-","-","O","O","-","-","O","O","-","-","O","O"]
["OR_机械硬盘固定套件","V30792","2000464","启用","OR_机械硬盘固定套件","OR series HDD Kit","compatible with HDD 1T/2T/4T","海外/国内","ALL",null,1,"ChangSha/SuZhou","-","-","-","-","-","-","-","-","O","O","O","O","O","O","O","O","O","O","O","O","O","O","O","O","O","O","O","O","O","O","O","O","O","O","O","O","-","O","-","-","-","-","-","-","-","-","-","-","-","-","-","-","-","-","-","-","-","-","-","-","-","-","-","-","-","-","-","-","-","-","-","-","-","-","-","-","-","-","-","-","-","-","-","-","-","-","-","-","-","-","-","-","-","-","-","-","-","-","-","-","-","-","-","-","-","-","-","-","-","-","-","-","-","-","-","-","-","-","-","-","-","-","-","-","-","-","-","-","-","-","-","-","-","-","-","-","-"]
["980 NVMe PCIe3.0x4 500GB（OR ）","V30856","3202427","启用","SSD硬盘（500G)","SSD（500G)",null,"海外/国内","ALL",null,1,"ChangSha/SuZhou","-",{"$nulls":5},"-",null,"X","X","X","X","X","X","X","X","X","X","X","X","X","X","X","X","X","X","X","X","X","X","X","X","X","X","X","X",null,"X",{"$nulls":4},"-","-","-","-","-","-","-","-","-","-","-","-","-","-","-","-","-","-","-","-","-","-","-","-","-","-","-","-","-","-","-","-","-","-","-","-","-","-","-","-","-","-","-","-","-","-","-","-","-","-","-","-","-","-","-","-","-","-","-","-","-","-","-","-","-","-","-","-","-","-","-","-","-","-","-","-","-","-","-","-","-","-","-","-","-","-","-","-","-","-","-","-","-","-","-","-","-"]
["870EVO MZ-77E500 三星（G55/R)","V30855","3202106","启用","SSD硬盘（500G)","SSD（500G)",null,"海外/国内","ALL",null,1,"ChangSha/SuZhou","X","X","X","X","X","X","-","-","-","-","-","-","-","-","-","-","-","-","-","-","-","-","-","-","-","-","-","-","-","-","-","-","-","-","-","-","-","-",{"$nulls":4},"X","X","X","X","X","X","X","X","X","X","X","X","X","X","X","X","X","X","X","X","X","X","X","X","X","X","X","X","X","X","X","-","-","-","-","-","-","-","-","-","-","-","-","-","-","-","-","-","-","-","-","-","-","-","-","-","-","-","-","-","-","-","-","-","-","-","-","-","-","-","-","-","-","-","-","-","-","-","-","-","-","-","-","-","-","-","-","-","-","-","-","-","-","-","-","-","-","-"]
["2TSSD硬盘(DES25-02TDK1KCFYN)","V30726","3202223","启用","2TSSD硬盘(DES25-02TDK1KCFYN)","SSD (2T)",null,"海外/国内","ALL",null,1,"ChangSha/SuZhou","-","-","-","-","-","-","-","-","-","-","-","-","-","-","-","-","-","-","-","-","-","-","-","-","-","-","-","-","-","-","-","-","-","-","-","-","-","-","-","-","-","-","-","-","-","-","-","-","-","-","-","-","-","-","-","-","-","-","-","-","-","-","-","-","-","-","-","-","-","-","-","-","-","O","O","O","O","O","O","O","O","O","O","O","O","O","O","O","O","O","-","-","-","-","-","-","O","O","O","O","O","O","O","O","O","O","O","O","-","-","O","-","-","-","-","O","O","O","O","O","O","O","O","O","O","O","O","O","O","O","O","O","O","O","O","O","O"]
["创见TS512GSSD470P ","V30840",3202727,"启用","SSD硬盘（500G)","SSD（500G)",null,"海外/国内","ALL",null,1,"ChangSha/SuZhou",{"$nulls":96},"O","O","O","O","O","O","O","O","O","O","O","O",{"$nulls":7},"O","O","O","O","O","O","O","O","O","O","O","O","O","O","O","O","O","O","O","O","O","O"]
["创见TS1TSSD470P","V30841",3202726,"启用","SSD硬盘（1T)","SSD（1T)",null,"海外/国内","ALL",null,1,"ChangSha/SuZhou",{"$nulls":96},"O","O","O","O","O","O","O","O","O","O","O","O",{"$nulls":7},"O","O","O","O","O","O","O","O","O","O","O","O","O","O","O","O","O","O","O","O","O","O"]
["快速启动 ","V30545","3201049 ","停用","快速启动 ","Quick Start package",null,"海外/国内","ALL",null,1,"ChangSha/SuZhou","-","-","-","-","-","-","-","-","O","O","O","O","O","O","O","O","O","O","O","O","O","O","O","O","O","O","O","O","O","O","O","O","O","O","O","O","O","O","O","O","O","O","-","-","-","-","-","-","-","-","-","-","-","-","-","-","-","-","-","-","-","-","-","-","-","-","-","-","-","-","-","-","-","-","-","-","-","-","-","-","-","-","-","-","-","-","-","-","-","-","-","-","-","-","-","-","-","-","-","-","-","-","-","-","-","-","-","-","-","-","-","-","-","-","-","-","-","-","-","-","-","-","-","-","-","-","-","-","-","-","-","-","-","-","-","-","-"]
["快速启动（orchid M.2） "," V30728",3202065,"启用","快速启动 ","Quick Start package",null,"海外/国内","ALL",null,1,"ChangSha/SuZhou","-","-","-","-","-","-","-","-","-","-","-","-","-","-","-","-","-","-","-","-","-","-","-","-","-","-","-","-","-","-","-","-","-","-","-","-","-","-","-","-","-","-","-","-","-","-","-","-","-","-","-","-","-","-","-","-","-","-","-","-","-","-","-","-","-","-","-","-","-","-","-","-","-","-","-","-","-","-","-","-","-","-","-","-","-","-","-","-","-","-","-","-","-","-","-","-","-","-","-","-","-","-","-","-","-","-","-","-","-","-","-","-","-","-","-","-","-","-","-","-","-","-","-","-","-","-","-","-","-","-","-","-","-","-","-","-","-","-","-"]
["WIFI adapter for console（ORCHID&E20系列）","V30369",3201106,"停用","无线适配器","Wireless adapter  ",null,"海外/国内","ALL",null,2,"ChangSha/SuZhou","-","-","-","-","-","-","-","O","O","O","O","O","O","O","O","O","O","O","O","O","O","O","O","O","O","O","O","O","O","O","O","O","O","O","O","O","O","O","O","O","O","O","-","-","-","-","-","-","-","-","-","-","-","-","-","-","-","-","-","-","-","-","-","-","-","-","-","-","-","-","-","-","-","O","O","O","O","O","O","O","O","O","O","O","O","O","O","O","O","O","-","-","-","-","-","-","-","-","-","-","-","-","-","-","-","-","-","-","-","-","-","O","-","-","-","-","-","-","-","-","-","-","-","-","-","-","-","-","-","-","-","-","-","-","-","-","-"]
["WIFI adapter for console（ORCHID&E20系列&50系列）","V30558",3201853,"启用","无线适配器","Wireless adapter  ",null,"海外/国内","ALL",null,2,"ChangSha/SuZhou","O","O","O","O","O","O","-","O","O","O","O","O","O","O","O","O","O","O","O","O","O","O","O","O","O","O","O","O","O","O","O","O","O","O","O","O","O","O","O","O","O","O","O","O","O","O","O","O","O","O","O","O","O","O","O","O","O","O","O","O","O","O","O","O","O","O","O","O","O","O","O","O","O","O","O","O","O","O","O","O","O","O","O","O","O","O","O","O","O","O","-","-","-","-","-","-","-","-","-","-","-","-","-","-","-","-","-","-","-","-","-","O","-","-","-","-","-","-","-","-","-","-","-","-","-","-","-","-","-","-","-","-","-","-","-","-","-"]
["WIFI adapter for console（50系列）","V30019",2000166,"停用","无线适配器","Wireless adapter  ",null,"海外/国内","ALL",null,2,"ChangSha/SuZhou","-","-","O","O","O","O","-","-","-","-","-","-","-","-","-","-","-","-","-","-","-","-","-","-","-","-","-","-","-","-","-","-","-","-","-","-","-","-","-","-","-","-","-","-","-","-","-","-","-","-","-","-","O","O","O","O","O","O","O","O","O","O","O","O","O","O","O","O","O","O","O","O","O","-","-","-","-","-","-","-","-","-","-","-","-","-","-","-","-","-","-","-","-","-","-","-","-","-","-","-","-","-","-","-","-","-","-","-","-","-","-","O","-","-","-","-","-","-","-","-","-","-","-","-","-","-","-","-","-","-","-","-","-","-","-","-","-"]
["绿联CM448无线网卡(USB wireless) ","V30642",3202037,"启用","便携超无线适配器","Wireless adapter  ",null,"国内","ALL",null,2,"ChangSha/SuZhou","-","-","-","-","-","-","O","-","-","-","-","-","-","-","-","-","-","-","-","-","-","-","-","-","-","-","-","-","-","-","-","-","-","-","-","-","-","-","-","-","-","-","-","-","-","-","-","-","-","-","-","-","-","-","-","-","-","-","-","-","-","-","-","-","-","-","-","-","-","-","-","-","-","-","-","-","-","-","-","-","-","-","-","-","-","-","-","-","-","-","O","O","O","O","O","O","O","O","O","O","O","O","O","O","O","O","O","O","-","-","-","-","-","-","-","O","-","O","O","O","O","O","O","O","O","O","O","O","O","O","O","O","O","O","O","O","O"]
["便携超无线适配器","V30115",3200939,"启用","便携超无线适配器","Wireless adapter  ",null,"海外/国内","ALL",null,2,"ChangSha/SuZhou","-","-","-","-","-","-","O","-","-","-","-","-","-","-","-","-","-","-","-","-","-","-","-","-","-","-","-","-","-","-","-","-","-","-","-","-","-","-","-","-","-","-","-","-","-","-","-","-","-","-","-","-","-","-","-","-","-","-","-","-","-","-","-","-","-","-","-","-","-","-","-","-","-","-","-","-","-","-","-","-","-","-","-","-","-","-","-","-","-","-","O","O","O","O","O","O","O","O","O","O","O","O","O","O","O","O","O","O","-","-","-","-","-","-","-","O","-","O","O","O","O","O","O","O","O","O","O","O","O","O","O","O","O","O","O","O","O"]
["TL-WN725N USB无线网卡3.0","V30878","3200939-2","未发布","便携超无线适配器","Wireless adapter for portable",null,"海外/国内","ALL",null,2,"ChangSha/SuZhou","-","-","-","-","-","-","-","-","-","-","-","-","-","-","-","-","-","-","-","-","-","-","-","-","-","-","-","-","-","-","-","-","-","-","-","-","-","-","-","-","-","-","-","-","-","-","-","-","-","-","-","-","-","-","-","-","-","-","-","-","-","-","-","-","-","-","-","-","-","-","-","-","-","-","-","-","-","-","-","-","-","-","-","-","-","-","-","-","-","-","-","-","-","-","-","-","-","-","-","-","-","-","-","-","-","-","-","-","-","-","-","-","-","-","-","-","-","-","-","-","-","-","-","-","-","-","-","-","-","-","-","-","-","-","-","-","-","-","-","-"]
["Physical keyboard for G86/M86/G80/M80/G60","V30165",1000378,"停用","外接键盘支架组件 ","Physical keyboard  ",null,"海外/国内","ALL",null,1,"ChangSha/SuZhou","-","-","-","-","-","-","-","O","O","O","O","O","O","O","O","O","O","O","O","O","O","O","O","O","O","O","O","O","O","O","O","O","O","O","O","O","O","O","O","O","O","O","-","-","-","-","-","-","-","-","-","-","-","-","-","-","-","-","-","-","-","-","-","-","-","-","-","-","-","-","-","-","-","-","-","-","-","-","-","-","-","-","-","-","-","-","-","-","-","-","-","-","-","-","-","-","-","-","-","-","-","-","-","-","-","-","-","-","-","-","-","-","-","-","-","-","-","-","-","-","-","-","-","-","-","-","-","-","-","-","-","-","-","-","-","-","-"]
["Physical keyboard for G86/M86/G80/M80/G60"," V30510",1000947,"启用","OR键盘托架组件","Physical keyboard  ",null,"海外/国内","ALL",null,1,"ChangSha/SuZhou","-","-","-","-","-","-","-","O","O","O","O","O","O","O","O","O","O","O","O","O","O","O","O","O","O","O","O","O","O","O","O","O","O","O","O","O","O","O","O","O","O","O","-","-","-","-","-","-","-","-","-","-","-","-","-","-","-","-","-","-","-","-","-","-","-","-","-","-","-","-","-","-","-","-","-","-","-","-","-","-","-","-","-","-","-","-","-","-","-","-","-","-","-","-","-","-","-","-","-","-","-","-","-","-","-","-","-","-","-","-","-","-","-","-","-","-","-","-","-","-","-","-","-","-","-","-","-","-","-","-","-","-","-","-","-","-","-"]
["集成式小键盘（带背光）（除60和86系列的其它大机器和CART-F/S/L）","V30566","1000777-1","启用","集成式小键盘","Physical keyboard for G55/M55/G50/M50/E35/E30/E20/E10/X2/X1 、CART-F/S/L",null,"海外/国内","ALL",null,1,"ChangSha/SuZhou","O","O","O","O","O","O","O","-","-","-","-","-","-","-","-","-","-","-","-","-","-","-","-","-","-","-","-","-","-","-","-","-","-","-","-","-","-","-","-","-","-","-","O","O","O","O","O","O","O","O","O","O","O","O","O","O","O","O","O","O","O","O","O","O","O","O","O","O","O","O","O","O","O","O","O","O","O","O","O","O","O","O","O","O","O","O","O","O","O","O","O","O","O","O","O","O","O","O","O","O","O","O","O","O","O","O","O","O","-","-","-","-","-","-","-","O","-","O","O","O","O","O","O","O","O","O","O","O","O","O","O","O","O","O","O","O","O"]
["集成式小键盘（不带背光）（除60和86系列的其它大机器和CART-F/S/L）","V30509",1000777,"停用","集成式小键盘","Physical keyboard  ",null,"海外/国内","ALL",null,1,"ChangSha/SuZhou","-","-","O","O","O","O","-","-","-","-","-","-","-","-","-","-","-","-","-","-","-","-","-","-","-","-","-","-","-","-","-","-","-","-","-","-","-","-","-","-","-","-","-","-","-","-","-","-","-","-","-","-","O","O","O","O","O","O","O","O","O","O","O","O","O","O","O","O","O","O","O","O","O","O","O","O","O","O","O","O","O","O","O","O","O","O","O","O","O","O","-","-","-","-","-","-","O","O","O","O","O","O","O","O","O","O","O","O","-","-","-","-","-","-","-","O","-","-","O","O","O","O","O","O","O","O","O","O","O","O","O","O","O","-","-","-","-"]
["CART外置电脑键盘和托架","V30159",1000359,"停用","CART外置电脑键盘和托架","Integrated external keyboard plat and keyboard",null,"海外/国内","ALL",null,1,"ChangSha/SuZhou","-","-","-","-","-","-","-","-","-","-","-","-","-","-","-","-","-","-","-","-","-","-","-","-","-","-","-","-","-","-","-","-","-","-","-","-","-","-","-","-","-","-","-","-","-","-","-","-","-","-","-","-","-","-","-","-","-","-","-","-","-","-","-","-","-","-","-","-","-","-","-","-","-","-","-","-","-","-","-","-","-","-","-","-","-","-","-","-","-","-","-","-","-","-","-","-","O","O","O","O","O","O","O","O","O","O","O","O","-","-","-","-","-","-","-","O","-","-","O","O","O","O","O","O","O","O","O","O","O","O","O","O","O","-","-","-","-"]
["OR_ECG套件_IEC","V30517",2000267,"启用","ECG心电图欧标","ECG for R500/R300 series_IEC",null,"海外/国内","ALL",null,2,"ChangSha/SuZhou","-","-","O","O","O","O","-","-","-","-","-","-","-","-","-","-","-","-","-","-","-","-","-","-","-","-","-","-","-","-","-","-","-","-","-","-","-","-","-","-","-","-","-","-","-","-","-","-","-","-","O","O","O","O","O","O","O","O","O","O","-","-","-","-","-","-","-","-","-","-","-","-","-","-","-","-","-","-","-","-","-","-","-","-","-","-","-","-","-","-","-","-","-","-","-","-","-","-","-","-","-","-","-","-","-","-","-","-","-","-","-","-","-","-","-","-","-","-","-","-","-","-","-","-","-","-","-","-","-","-","-","-","-","-","-","-","-"]
["OR-TT-ECG套件_IEC","V30638",2000352,"启用","ECG心电图欧标","ECG for 86/60/R700 series_IEC",null,"海外/国内","ALL",null,2,"ChangSha/SuZhou","O","O","-","-","-","-","-","X","O","O","O","O","O","O","O","O","O","O","O","O","O","O","O","O","O","O","O","O","O","O","O","O","O","O","O","O","O","O","O","O","O","O","O","O","O","O","O","O","O","O","-","-","-","-","-","-","-","-","-","-","-","-","-","-","-","-","-","-","-","-","-","-","-","-","-","-","-","-","-","-","-","-","-","-","-","-","-","-","-","-","-","-","-","-","-","-","-","-","-","-","-","-","-","-","-","-","-","-","O","-","-","-","-","-","-","-","-","-","-","-","-","-","-","-","-","-","-","-","-","-","-","-","-","-","-","-","-"]
["ECG for 50/30 _IEC","V30517",2000038,"启用","ECG心电图欧标","ECG for 55/35 series_IEC",null,"海外/国内","ALL",null,2,"ChangSha/SuZhou","-","-","-","-","-","-","-","-","-","-","-","-","-","-","-","-","-","-","-","-","-","-","-","-","-","-","-","-","-","-","-","-","-","-","-","-","-","-","-","-","-","-","-","-","-","-","-","-","-","-","-","-","-","-","-","-","-","-","-","-","O","O","O","O","O","O","O","O","O","O","O","O","O","-","-","-","-","-","-","-","-","-","-","-","-","-","-","-","-","-","-","-","-","-","-","-","-","-","-","-","-","-","-","-","-","-","-","-","-","-","-","-","-","-","-","-","-","-","-","-","-","-","-","-","-","-","-","-","-","-","-","-","-","-","-","-","-"]
["ECG for portable_IEC","V30116",1000329,"启用","ECG心电图欧标","ECG for portable_IEC",null,"海外/国内","ALL",null,2,"ChangSha/SuZhou","-","-","-","-","-","-","-","-","-","-","-","-","-","-","-","-","-","-","-","-","-","-","-","-","-","-","-","-","-","-","-","-","-","-","-","-","-","-","-","-","-","-","-","-","-","-","-","-","-","-","-","-","-","-","-","-","-","-","-","-","-","-","-","-","-","-","-","-","-","-","-","-","-","-","-","-","-","-","-","-","-","-","-","-","-","-","-","-","-","-","-","-","-","-","-","-","O","O","O","O","O","O","O","O","O","O","O","O","-","-","-","-","-","-","-","O","-","O","O","O","O","O","O","O","O","O","O","O","O","O","O","O","O","O","O","O","O"]
["CAMPH_ECG组件（欧标）","V30684",1001120,"启用","ECG心电图欧标","ECG_IEC  ",null,"海外/国内","ALL",null,2,"ChangSha/SuZhou","-","-","-","-","-","-","O","-","-","-","-","-","-","-","-","-","-","-","-","-","-","-","-","-","-","-","-","-","-","-","-","-","-","-","-","-","-","-","-","-","-","-","-","-","-","-","-","-","-","-","-","-","-","-","-","-","-","-","-","-","-","-","-","-","-","-","-","-","-","-","-","-","-","-","-","-","-","-","-","-","-","-","-","-","-","-","-","-","-","-","O","O","X","O","O","X","-","-","-","-","-","-","-","-","-","-","-","-","-","-","-","-","-","-","-","-","-","-","-","-","-","-","-","-","-","-","-","-","-","-","-","-","-","-","-","-","-"]
["T-CWD套件：需要在工厂内安装","V30302",2000133,"启用","CWD连续多普勒","CWD",null,"海外/国内","ALL",null,2,"ChangSha/SuZhou","-","-","-","-","-","-","-","-","-","-","-","-","-","-","-","-","-","-","-","-","-","-","-","-","-","-","-","-","-","-","-","-","-","-","-","-","-","-","-","-","-","-","-","-","-","-","-","-","-","-","-","-","-","-","-","-","-","-","-","-","-","-","-","-","-","-","-","-","-","-","-","-","-","O","O","O","O","O","O","O","O","O","O","O","O","O","O","O","O","O","-","-","-","-","-","-","-","-","-","-","-","-","-","O","O","O","O","O","-","-","-","-","-","-","-","-","-","-","-","-","-","-","-","-","-","-","-","-","-","O","O","-","O","-","-","-","O"]
["空化探头支架","V30311",1000503,"启用","空化探头支架","Vflash probe bracket",null,"国内","CN",null,1,"ChangSha/SuZhou","-","-","-","-","-","-","-","O","O","O","O","O","O","O","O","O","O","O","O","O","O","O","O","O","-","-","-","-","-","-","-","-","-","-","-","-","O","O","O","O","-","-","-","-","-","-","-","-","-","-","-","-","-","-","-","-","-","-","-","-","-","-","-","-","-","-","-","-","-","-","-","-","-","-","-","-","-","-","-","-","-","-","-","-","-","-","-","-","-","-","-","-","-","-","-","-","-","-","-","-","-","-","-","-","-","-","-","-","-","-","-","-","-","-","-","-","-","-","-","-","-","-","-","-","-","-","-","-","-","-","-","-","-","-","-","-","-"]
["E20 UPS支架套件","V30365",2000199,"启用","E20 UPS支架套件","E20_UPS support plate",null,"海外/国内","ALL",null,1,"ChangSha/SuZhou","-","-","-","-","-","-","-","-","-","-","-","-","-","-","-","-","-","-","-","-","-","-","-","-","-","-","-","-","-","-","-","-","-","-","-","-","-","-","-","-","-","-","-","-","-","-","-","-","-","-","-","-","-","-","-","-","-","-","-","-","-","-","-","-","-","-","-","-","-","-","-","-","-","O","O","O","O","O","O","O","O","O","O","O","O","O","O","O","O","O","-","-","-","-","-","-","-","-","-","-","-","-","-","-","-","-","-","-","-","-","-","-","-","-","-","-","-","-","-","-","-","-","-","-","-","-","-","-","-","-","-","-","-","-","-","-","-"]
["G55 UPS支架套件","V30366",2000200,"启用","G55 UPS支架套件","G55_UPS support plate",null,"海外/国内","ALL",null,1,"ChangSha/SuZhou","O","O","O","O","O","O","-","-","-","-","-","-","-","-","-","-","-","-","-","-","-","-","-","-","-","-","-","-","-","-","-","-","-","-","-","-","-","-","-","-","-","-","O","O","O","O","O","O","O","O","O","O","O","O","O","O","O","O","O","O","O","O","O","O","O","O","O","O","O","O","O","O","O","-","-","-","-","-","-","-","-","-","-","-","-","-","-","-","-","-","-","-","-","-","-","-","-","-","-","-","-","-","-","-","-","-","-","-","-","-","-","-","-","-","-","-","-","-","-","-","-","-","-","-","-","-","-","-","-","-","-","-","-","-","-","-","-"]
["高端系列_UPS套件","V30683",2000393,"启用","高端系列_UPS套件","High-end_UPS support plate",null,"海外/国内","ALL",null,1,"ChangSha/SuZhou","-","-","-","-","-","-","-","-","O","O","O","O","O","O","O","O","O","O","O","O","O","O","O","O","O","O","O","O","O","O","O","O","O","O","O","O","O","O","-","-","-","O","-","-","-","-","-","-","-","-","-","-","-","-","-","-","-","-","-","-","-","-","-","-","-","-","-","-","-","-","-","-","-","-","-","-","-","-","-","-","-","-","-","-","-","-","-","-","-","-","-","-","-","-","-","-","-","-","-","-","-","-","-","-","-","-","-","-","-","-","-","-","-","-","-","-","-","-","-","-","-","-","-","-","-","-","-","-","-","-","-","-","-","-","-","-","-"]
["密码锁","V30353",3001538,"启用","密码锁","portable-kensington",null,"国内","CN",null,1,"ChangSha/SuZhou","-","-","-","-","-","-","O","-","-","-","-","-","-","-","-","-","-","-","-","-","-","-","-","-","-","-","-","-","-","-","-","-","-","-","-","-","-","-","-","-","-","-","-","-","-","-","-","-","-","-","-","-","-","-","-","-","-","-","-","-","-","-","-","-","-","-","-","-","-","-","-","-","-","-","-","-","-","-","-","-","-","-","-","-","-","-","-","-","-","-","O","O","O","O","O","O","O","O","O","O","O","O","O","O","O","O","O","O","-","-","-","-","-","-","-","O","-","O","O","O","O","O","O","O","O","O","O","O","O","O","O","O","O","O","O","O","O"]
["21.5寸显示器组件-灰","V30489",1000943,"启用","德力凯_Delica G50-21.5显示器套件  ","Delica 21.5 LCD ",null,"国内","CN",null,1,"ChangSha/SuZhou","-","-","-","-","-","-","-","-","-","-","-","-","-","-","-","-","-","-","-","-","-","-","-","-","-","-","-","-","-","-","-","-","-","-","-","-","-","-","-","-","-","-","-","-","-","-","-","-","-","-","-","-","-","-","-","-","-","-","-","-","-","-","-","-","-","-","-","-","-","-","-","-","-","-","-","-","-","-","-","-","-","-","-","-","-","-","-","-","-","-","-","-","-","-","-","-","-","-","-","-","-","-","-","-","-","-","-","-","O","-","-","-","-","-","-","-","-","-","-","-","-","-","-","-","-","-","-","-","-","-","-","-","-","-","-","-","-"]
["X7把手  ","V40026",3000274,"启用","德力凯G55把手","Delica  hander",null,"国内","CN",null,1,"ChangSha/SuZhou","-","-","-","-","-","-","-","-","-","-","-","-","-","-","-","-","-","-","-","-","-","-","-","-","-","-","-","-","-","-","-","-","-","-","-","-","-","-","-","-","-","-","-","-","-","-","-","-","-","-","-","-","-","-","-","-","-","-","-","-","-","-","-","-","-","-","-","-","-","-","-","-","-","-","-","-","-","-","-","-","-","-","-","-","-","-","-","-","-","-","-","-","-","-","-","-","-","-","-","-","-","-","-","-","-","-","-","-","O","-","-","-","-","-","-","-","-","-","-","-","-","-","-","-","-","-","-","-","-","-","-","-","-","-","-","-","-"]
["德力凯18.5显示器套件","V30493",2000247,"启用","德力凯18.5显示器套件 ","Delica 18.5 LCD ",null,"国内","CN",null,1,"ChangSha/SuZhou","-","-","-","-","-","-","-","-","-","-","-","-","-","-","-","-","-","-","-","-","-","-","-","-","-","-","-","-","-","-","-","-","-","-","-","-","-","-","-","-","-","-","-","-","-","-","-","-","-","-","-","-","-","-","-","-","-","-","-","-","-","-","-","-","-","-","-","-","-","-","-","-","-","-","-","-","-","-","-","-","-","-","-","-","-","-","-","-","-","-","-","-","-","-","-","-","-","-","-","-","-","-","-","-","-","-","-","-","O","-","-","-","-","-","-","-","-","-","-","-","-","-","-","-","-","-","-","-","-","-","-","-","-","-","-","-","-"]
["Delica 18.5显示器外壳套件","V40029",2000298,"启用","Delica 18.5显示器外壳套件","Delica 18.5 LCD plate",null,"国内","CN",null,1,"ChangSha/SuZhou","-","-","-","-","-","-","-","-","-","-","-","-","-","-","-","-","-","-","-","-","-","-","-","-","-","-","-","-","-","-","-","-","-","-","-","-","-","-","-","-","-","-","-","-","-","-","-","-","-","-","-","-","-","-","-","-","-","-","-","-","-","-","-","-","-","-","-","-","-","-","-","-","-","-","-","-","-","-","-","-","-","-","-","-","-","-","-","-","-","-","-","-","-","-","-","-","-","-","-","-","-","-","-","-","-","-","-","-","O","-","-","-","-","-","-","-","-","-","-","-","-","-","-","-","-","-","-","-","-","-","-","-","-","-","-","-","-"]
[{"$nulls":128},"-"]
["Probes",{"$nulls":127},"-"]
["S1-8C","V20020",1000182,"启用","S1-8C探头","S1-8C",null,"海外/国内","ALL",null,1,"ChangSha/SuZhou","-","-","-","-","-","-","-","X","X","X","X","X","X","X","X","X","X","X","X","X","X","X","X","X","-","-","-","-","-","-","-","-","-","-","-","-","X","X","X","X","-","-","-","-","-","-","-","-","-","-","-","-","-","-","-","-","-","-","-","-","-","-","-","-","-","-","-","-","-","-","-","-","-","-","-","-","-","-","-","-","-","-","-","-","-","-","-","-","-","-","-","-","-","-","-","-","-","-","-","-","-","-","-","-","-","-","-","-","-","-","-","-","-","-","-","-","-","-","-","-","-","-","-","-","-","-","-","-","-","-","-","-","-","-","-","-","-"]
["S1-8CM","V20062 ",1001284,"启用","S1-8CM探头","S1-8CM","（供国内德力凯/惠泰OEM）","海外/国内","ALL",null,1,"ChangSha/SuZhou",{"$nulls":108},"X",{"$nulls":7},"X","-"]
["S1-8C(M)","V20054 ",1000992,"启用","S1-8C探头","S1-8C",null,"海外/国内","ALL",null,1,"ChangSha/SuZhou","-","-","-","-","-","-","-","-","-","-","-","-","-","-","-","-","-","-","-","-","-","-","-","-","-","-","-","-","-","-","-","-","-","-","-","-","-","-","-","-","-","-","-","-","-","-","-","-","-","-","-","-","-","-","-","-","-","-","-","-","-","-","-","-","-","-","-","-","-","-","-","-","-","-","-","-","-","-","-","-","-","-","-","-","-","-","-","-","-","-","-","-","-","-","-","-","-","-","-","-","-","-","-","-","-","-","-","-","-","-","-","-","-","-","-","-","-","-","-","-","-","-","-","-","-","-","-","-","-","-","-","-","-","-","-","-","-"]
["S2-9C","V20036",1000274,"启用","S2-9C探头","S2-9C",null,"海外/国内","ALL",null,1,"ChangSha/SuZhou","-","Δ","X","X","X","X","Δ","X","X","-","X","-","X","X","X","X","X","X","X","X","X","X","X","X","X","X","X","X","-","-","-","-","X","X","-","-","X","X","X","X","X","X","Δ","-","Δ","-","X","X","X","X","X","X","X","X","X","X","X","X","X","X","X","X","X","X","-","-","-","-","X","-","-","-","-","-","-","-","-","-","-","-","-","-","-","-","-","-","-","-","-","-","Δ","Δ","Δ","Δ","Δ","Δ","X","X","X","X","X","X","X","X","X","X","X","X","-","-","-","-","-","-","-","-","-","-","-","-","-","-","-","-","-","-","-","-","-","-","-","-","-","X","X","X","-"]
["X2-6C","V20002",1000164,"启用","X2-6C探头","X2-6C",null,"海外/国内","ALL",null,1,"ChangSha/SuZhou","X","X","X","X","X","X","X","X","X","X","X","X","X","X","X","X","X","X","X","X","X","X","X","X","X","X","X","X","X","X","X","X","X","X","X","X","X","X","X","X","X","X","X","X","X","X","X","X","X","X","X","X","X","X","X","X","X","X","X","X","-","X","X","-","-","X","X","-","-","-","-","-","-","-","-","-","-","-","-","-","-","-","-","-","-","-","-","-","-","-","X","X","X","X","X","X","-","-","-","-","-","-","-","-","-","-","-","-","-","-","-","-","-","-","-","-","X","-","-","-","-","-","-","-","-","-","-","-","-","-","-","-","-","-","-","-","-"]
["G2-5C","V20001",1000163,"启用","G2-5C探头","G2-5C",null,"海外/国内","ALL",null,1,"ChangSha/SuZhou","-","Δ","X","X","X","X","-","Δ","Δ","Δ","Δ","Δ","Δ","Δ","Δ","Δ","Δ","Δ","Δ","Δ","Δ","Δ","Δ","Δ","Δ","Δ","Δ","Δ","Δ","Δ","Δ","Δ","Δ","Δ","Δ","Δ","Δ","Δ","Δ","Δ","Δ","Δ","Δ","-","-","-","X","X","X","X","X","X","X","X","X","X","X","X","X","X","X","X","X","X","X","X","X","X","X","X","X","X","X","Δ","Δ","Δ","Δ","Δ","Δ","Δ","Δ","Δ","Δ","Δ","Δ","-","-","Δ","-","-","-","-","-","-","-","-","X","X","X","X","X","X","X","X","X","X","X","X","X","-","-","-","Δ","Δ","X","-","-","-","X","X","X","-","-","X","X","X","-","-","-","-","-","-","-","X","X","X","-"]
["F2-5C","V20015",1000177,"启用","F2-5C探头","F2-5C",null,"海外/国内","ALL",null,1,"ChangSha/SuZhou","-","Δ","-","-","-","-","-","Δ","Δ","Δ","Δ","Δ","Δ","Δ","Δ","Δ","Δ","Δ","Δ","Δ","Δ","Δ","Δ","Δ","Δ","Δ","Δ","Δ","Δ","Δ","Δ","Δ","Δ","Δ","Δ","Δ","-","-","-","-","-","-","Δ","-","-","-","-","-","-","-","-","-","-","-","-","-","-","-","-","-","X","X","X","X","X","X","X","X","X","X","X","X","X","X","X","X","X","X","X","X","X","X","X","X","X","X","X","X","X","X","-","-","-","-","-","-",{"$nulls":12},"-","X","X","X","X","X","X","-","-","-","-","-","-","X","X","-","-","-","X","X",{"$nulls":5},"-","-","-","-"]
["F2-5CP","V20063",1000530,"启用","F2-5C探头","F2-5C",null,"海外/国内","ALL",null,1,"ChangSha/SuZhou","X","Δ","X","X","X","X","Δ","-","-","-","-","-","-","-","-","-","-","-","-","-","-","-","-","-","-","-","-","-","-","-","-","-","-","-","-","-","-","-","-","-","-","-","Δ","X","X","X","-","-","-","-","-","-","X","X","X","-","X","X","X","X","-","-","-","-","-","-","-","-","-","-","-","-","-","-","-","-","-","-","-","-","-","-","-","-","-","-","-","-","-","-","Δ","Δ","Δ","Δ","Δ","Δ","X","X","X","X","X","X","X","X","X","X","X","X","-","-","-","-","-","-","-","-","-","-","-","-","-",null,null,"-","-","-","-","-","X","X","X","X","X","X","X","X","X"]
["B2-6C，穿刺探头","V20037",1000481,"启用","B2-6C探头","B2-6C",null,"海外/国内","ALL",null,1,"ChangSha/SuZhou","-","Δ","-","-","-","-","X","-","-","-","-","-","-","-","-","-","-","-","-","-","-","-","-","-","-","-","-","-","-","-","-","-","-","-","-","-","-","-","-","-","-","-","Δ","-","-","-","-","-","-","-","-","-","-","-","-","-","-","-","-","-","-","-","-","-","-","-","-","-","-","-","-","-","-","-","-","-","-","-","-","-","-","-","-","-","-","-","-","-","-","-","Δ","Δ","Δ","-","Δ","Δ","Δ","-","-","-","-","-","-","-","-","-","-","-","-","-","-","-","-","-","-","-","-","-","-","-","-","-","-","-","-","-","-","-","-","-","-","-","-","-","-","-","-"]
["D2-6C","V20065",1000946,"启用","D2-6C探头","D2-6C",null,"海外/国内","ALL",null,1,"ChangSha/SuZhou","X","X","X","X","X","X","X",{"$nulls":35},"X","X","X","X",{"$nulls":6},"X","X","X",null,"X","X","X","X",{"$nulls":8},"-","-","-",null,null,"-",{"$nulls":16},"X","X","X","X","X","X",{"$nulls":21},"-",{"$nulls":15},"-","-","-","-"]
["D2-7C",null,null,"未发布","D2-7C探头","D2-7C",null,"海外/国内","ALL",null,1,"ChangSha/SuZhou","-","Δ",{"$nulls":4},"-",{"$nulls":35},"-","-","-","-",{"$nulls":44},"-","-","-","-","-","-",{"$nulls":21},"-",{"$nulls":15},"-","-","-","-"]
["D3-6C","V20066",1001062,"启用","D3-6C探头","D3-6C",null,"海外/国内","ALL",null,1,"ChangSha/SuZhou","-","Δ","-","-","-","-","-","X","X","X","X","X","X","X","X","X","X","X","X","X","X","X","X","X","X","X","X","X","X","X","X","X","X","X","X","X","X","X","X","X","X","X","-","-","-","-","-","-","-","-","-","-","-","-","-","-","-","-","-","-","X","X","X","X","X","X","X","X","X","X","X","X","X","X","X","X","X","X","X","X","X","X","X","X","X","X","X","X","X","X","-","-","-","-","-","-","X","X","X","X","X","X","X","X","X","X","X","X","-","X","X","X","X","X","X","-","-","-","-","-","-","-","-","-","-","-","-","-","-","-","-","-","-","X","X","X","-"]
["D3-6CX","V20004","1000502","停用","D3-6CX探头","D3-6CX",null,"海外/国内","ALL",null,1,"ChangSha/SuZhou","-","-","X","X","X","X","-","-","-","-","-","-","-","-","-","-","-","-","-","-","-","-","-","-","-","-","-","-","-","-","-","-","-","-","-","-","-","-","-","-","-","-","-","-","-","-","-","-","-","-","-","-","X","X","X","X","X","X","X","X","-","-","-","-","-","-","-","-","X","X","X","X","X","-","-","-","-","-","-","-","-","-","-","-","-","-","-","-","-","-","-","-","-","-","-","-","X","X","-","X","X","X","X","X","X","X","X","X","-","-","-","-","-","-","X","-","-","-","-","-","-","-","-","-","-","-","-","-","-","-","-","-","-","-","-","-","-"]
["D3-6CE","V20027",1000271,"启用","D3-6CE探头","D3-6CE",null,"海外/国内","ALL",null,1,"ChangSha/SuZhou","-","-","-","-","-","-","-","-","-","-","-","-","-","-","-","-","-","-","-","-","-","-","-","-","-","-","-","-","-","-","-","-","-","-","-","-","-","-","-","-","-","-","-","-","-","-","-","-","-","-","-","-","-","-","-","-","-","-","-","-","-","-","-","-","-","-","-","-","-","-","-","-","-","-","-","-","-","-","-","-","-","-","-","-","-","-","-","-","-","-","-","-","-","-","-","-","-","-","-","-","-","-","-","-","-","-","-","-","-","-","-","-","-","-","-","-","-","-","-","-","-","-","-","-","-","-","-","-","-","-","-","-","-","-","-","-","-"]
["G4-9EP","V20005",1000313,"启用","G4-9E探头","G4-9E",null,"海外/国内","ALL",null,1,"ChangSha/SuZhou","X","X","X","X","X","X","Δ","X","X","X","X","X","X","X","X","X","X","X","X","X","X","X","X","X","X","X","X","X","X","X","X","X","X","X","X","X","X","X","X","X","X","X","X","X","X","X","X","X","X","X","X","X","X","X","X","X","X","X","X","X","-","X","X","-","-","X","X","-","-","X","X","-","-","X","X","X","X","X","X","X","X","X","X","X","X","X","X","X","X","X","Δ","Δ","Δ","Δ","Δ","Δ","X","X","X","X","X","X","X","X","X","X","X","X","-","X","-","-","X","X","X","-","-","-","-","-","-","-","-","-","-","-","-","-","-","-","-","-","-","X","X","X","-"]
["X4-9E直柄","V20049",1000805,"停用","X4-9E探头","X4-9E(Straight handle)",null,"海外/国内","ALL",null,1,"ChangSha/SuZhou","-","X","X","X","X","X","X","X","X","X","X","X","X","X","X","X","X","X","X","X","X","X","X","X","-","-","-","-","-","-","-","-","-","-","-","-","-","-","-","-","-","-","-","-","-","-","-","-","-","-","X","X","X","X","X","X","X","X","X","X","X","-","-","X","X","-","-","X","X","-","-","X","X","-","-","-","-","-","-","-","-","-","-","-","-","-","-","-","-","-","X","X","-","X","X","-","X","X","X","X","X","X","X","-","-","-","-","-","-","-","-","-","-","-","X","-","-","-","-","-","-","-","-","-","-","-","-","-","-","-","-","-","-","X","X","X","-"]
["X4-9E曲柄","V20032",1000524,"停用","X4-9E探头","X4-9E(crank)",null,"海外/国内","ALL",null,1,"ChangSha/SuZhou","-","X","X","X","X","X","X","X","X","X","X","X","X","X","X","X","X","X","X","X","X","X","X","X","-","-","-","-","-","-","-","-","-","-","-","-","-","-","-","-","-","-","-","-","-","-","-","-","-","-","X","X","X","X","X","X","X","X","X","X","X","-","-","X","X","-","-","X","X","-","-","X","X","-","-","-","-","-","-","-","-","-","-","-","-","-","-","-","-","-","X","X","-","X","X","-","X","X","X","X","X","X","X","-","-","-","-","-","-","-","-","-","-","-","X","-","-","-","-","-","-","-","-","-","-","-","-","-","-","-","-","-","-","X","X","X","-"]
["X4-9E直柄","V20049",1001388,"启用","X4-9E探头","X4-9E(Straight handle)",null,"海外/国内","ALL",null,1,"ChangSha/SuZhou","X","X","X","X","X","X","X","-","X","X","X","X","X","X","X","X","X","X","X","X","X","X","X","X","X","X","X","X","X","X","X","X","X","X","X","X","-","-","-","-","-","-","X","X","X","X","X","X","X","X","X","X","X","X","X","X","X","X","X","X","X","X","X","X","X","X","X","X","X","-","-","X","X","-","-","-","-","-","-","-","-","-","-","-","-","-","-","-","-","-","X","X","X","X","X","X","X","X","X","X","X","X","X","-","-","-","-","-","-","-","-","-","-","-","X","-","-","-","-","-","-","-","-","-","-","-","-","-","-","-","-","-","-","X","X","X","-","-","-"]
["X4-9E曲柄","V20032",1001387,"启用","X4-9E探头","X4-9E(crank)",null,"海外/国内","ALL",null,1,"ChangSha/SuZhou","X","X","X","X","X","X","X","-","X","X","X","X","X","X","X","X","X","X","X","X","X","X","X","X","X","X","X","X","X","X","X","X","X","X","X","X","-","-","-","-","-","-","X","X","X","X","X","X","X","X","X","X","X","X","X","X","X","X","X","X","X","X","X","X","X","X","X","X","X","-","-","X","X","-","-","-","-","-","-","-","-","-","-","-","-","-","-","-","-","-","X","X","X","X","X","X","X","X","X","X","X","X","X","-","-","-","-","-","-","-","-","-","-","-","X","-","-","-","-","-","-","-","-","-","-","-","-","-","-","-","-","-","-","X","X","X","-","-","-"]
["D4-9EP","V20006",1000346,"启用","D4-9E探头","D4-9E",null,"海外/国内","ALL",null,1,"ChangSha/SuZhou","-","Δ","X","X","X","X","Δ","X","X","X","X","X","X","X","X","X","X","X","X","X","X","X","X","X","X","X","X","X","X","X","X","X","X","X","X","X","X","X","X","X","X","X","Δ","-","Δ","-","X","X","X","X","X","X","X","X","X","X","X","X","X","X","X","X","X","X","X","X","X","X","X","X","X","X","X","Δ","Δ","Δ","Δ","-","-","-","-","-","-","-","-","-","-","-","-","-","Δ","-","Δ","Δ","-","Δ","X","X","X","X","X","X","X","-","-","-","-","-","-","-","-","-","-","-","X","-","-","-","-","-","-","-","-","-","-","-","-","-","-","-","-","-","-","X","X","X","-"]
["F4-9E","V20033","1000432","启用","F4-9E探头","F4-9E",null,"海外/国内","ALL",null,1,"ChangSha/SuZhou","-","-","-","-","-","-","-","Δ","Δ","Δ","Δ","Δ","Δ","Δ","Δ","Δ","Δ","Δ","Δ","Δ","Δ","Δ","Δ","Δ","Δ","Δ","Δ","Δ","Δ","Δ","Δ","Δ","Δ","Δ","Δ","Δ","-","-","-","-","-","-","-","-","-","-","-","-","-","-","-","-","-","-","-","-","-","-","-","-","X","X","X","X","X","X","X","X","X","X","X","X","X","X","X","X","X","X","X","X","X","X","X","X","X","X","X","X","X","X","-","-","-","-","-","-","X","X","X","X","X","X","X","X","X","X","X","X","-","X","X","X","X","X","X","-","-","-","-","-","-","-","-","-","-","-","-","-","-","-","-","-","-","X","X","X","-"]
["F4-9EV"," V20064",1000784,"启用","F4-9E探头","F4-9E",null,"海外/国内","ALL",null,1,"ChangSha/SuZhou","X","-","X","X","X","X","-","-","-","-","-","-","-","-","-","-","-","-","-","-","-","-","-","-","-","-","-","-","-","-","-","-","-","-","-","-","-","-","-","-","-","-","-","X","X","X","-","-","-","-","-","-","X","X","X","-","X","X","X","X","-","-","-","-","-","-","-","-","X","-","-","-","-","-","-","-","-","-","-","-","-","-","-","-","-","-","-","-","-","-","-","-","-","-","-","-","-","-","-","-","-","-","-","-","-","-","-","-","-","-","-","-","-","-","-","-","-","-","-","-","-","-","-","-","-","-","-","-","-","-","-","-","-","-","-","-","-"]
["G3-9MV","V20068",1001380,"启用","G3-9M探头","G3-9M",null,"海外/国内","ALL",null,1,"ChangSha/SuZhou","-","-","-","-","-","-","-","-","-","-","-","-","-","-","-","-","-","-","-","-","-","-","-","-","-","-","-","-","-","-","-","-","-","-","-","-","-","-","-","-","-","-","-","-","-","-","-","-","-","-","-","-","-","-","-","-","-","-","-","-","-","-","-","-","-","-","-","-","-","-","-","-","-","-","-","-","-","-","-","-","-","-","-","-","-","-","-","-","-","-","-","-","-","-","-","-","-","-","-","-","-","-","-","-","-","-","-","-","-","-","-","-","-","-","-","-","-","-","-","-","-","-","-","-","-","-","-","-","-","-","-","-","-","-","-","-","-"]
["G4-9M","V20007",1000169,"启用","G4-9M探头","G4-9M",null,"海外/国内","ALL",null,1,"ChangSha/SuZhou","-","Δ","X","X","X","X","Δ","X","X","X","X","X","X","X","X","X","X","X","X","X","X","X","X","X","X","X","X","X","X","X","X","X","X","X","X","X","X","X","X","X","X","X","Δ","-","Δ","-","X","X","X","X","X","X","X","X","X","X","X","X","X","X","X","X","X","X","X","X","X","X","X","X","X","X","X","X","X","X","X","X","X","X","X","X","X","X","X","X","X","X","X","X","Δ","-","Δ","Δ","-","Δ","X","X","X","X","X","X","X","X","X","X","X","X","X","-","-","-","X","X","X","-","-","-","-","X","X","-","-","-","X","X","-","-","-","X","X","-","-","X","X","X","-"]
["X3-10L","V20038",1000491,"启用","X3-10L探头","X3-10L",null,"海外/国内","ALL",null,1,"ChangSha/SuZhou","-","Δ","X","X","X","X","-","X","X","X","X","X","X","X","X","X","X","X","X","X","X","X","X","X","-","-","-","-","-","-","-","-","-","-","-","-","-","-","-","-","-","-","-","-","-","-","X","X","X","X","X","X","X","X","X","X","X","X","X","X","X","-","-","X","X","-","-","X","X","-","-","X","X","-","-","-","-","-","-","-","-","-","-","-","-","-","-","-","-","-","-","-","-","-","-","-","-","-","-","-","-","-","-","-","-","-","-","-","-","-","-","-","-","-","-","-","-","-","-","-","-","-","-","-","-","-","-","-","-","-","-","-","-","-","-","-","-"]
["X3-10LV","V20070",1001326,"启用","X3-10L探头","X3-10L",null,"海外/国内","ALL",null,1,"ChangSha/SuZhou","X",{"$nulls":5},"X",{"$nulls":17},"X","X","X","X","X","X","X","X","X","X","X","X",{"$nulls":7},"X","X","X",{"$nulls":44},"X","X","X","X","X","X",{"$nulls":20},"X","-"]
["X4-12L","V20008",1000170,"启用","X4-12L探头","X4-12L",null,"海外/国内","ALL",null,1,"ChangSha/SuZhou","X","X","X","X","X","X","X","X","X","X","X","X","X","X","X","X","X","X","X","X","X","X","X","X","X","X","X","X","X","X","X","X","X","X","X","X","X","X","X","X","X","X","X","X","X","X","X","X","X","X","X","X","X","X","X","X","X","X","X","X","X","X","X","X","X","X","X","X","X","X","X","X","X","Δ","Δ","Δ","Δ","-","-","-","-","-","-","-","-","-","-","-","-","-","X","X","X","X","X","X","X","X","X","X","X","X","X","-","-","-","-","-","X","X","-","-","-","-","X","-","-","-","-","X","X","-","-","-","-","-","-","-","-","-","-","-","-","X","X","X","-"]
["X6-16L","V20009",1000171,"启用","X6-16L探头","X6-16L",null,"海外/国内","ALL",null,1,"ChangSha/SuZhou","X","Δ","X","X","X","X","X","X","X","X","X","X","X","X","X","X","X","X","X","X","X","X","X","X","X","X","X","X","X","X","X","X","X","X","X","X","X","X","X","X","X","X","Δ","X","X","X","X","X","X","X","X","X","X","X","X","X","X","X","X","X","X","X","X","X","X","X","X","X","X","X","X","X","X","Δ","Δ","Δ","Δ","-","-","-","-","-","-","-","-","-","-","-","-","-","X","X","X","X","X","X","X","X","X","X","X","X","X","-","-","-","-","-","X","-","-","-","-","-","X","X","X","-","X","X","X","X","X","X","X","X","X","X","-","-","-","-","-","X","X","X","-"]
["X6-16L NGS","V20034",1000434,"启用","X6-16L NGS探头","X6-16L NGS",null,"海外/国内","ALL",null,1,"ChangSha/SuZhou","-","-","-","-","-","-","X","-","-","-","-","-","-","-","-","-","-","-","-","-","-","-","-","-","-","-","-","-","-","-","-","-","-","-","-","-","-","-","-","-","-","-","-","-","-","-","-","-","-","-","-","-","-","-","-","-","-","-","-","-","-","-","-","-","-","-","-","-","-","-","-","-","-","-","-","-","-","-","-","-","-","-","-","-","-","-","-","-","-","-","X","X","X","X","X","X","X","X","X","X","X","X","X","-","-","-","-","-","-","-","-","-","-","-","X","-","-","-","X","X","X","X","X","X","X","X","X","X","-","-","-","-","-","X","X","X","-"]
["U5-15L","V20010",1000172,"启用","U5-15L探头","U5-15L",null,"海外/国内","ALL",null,1,"ChangSha/SuZhou","-","-","-","-","-","-","-","X","X","X","X","X","X","X","X","X","X","X","X","X","X","X","X","X","-","-","-","-","-","-","-","-","-","-","-","-","X","X","X","X","-","-","-","-","-","-","-","-","-","-","-","-","-","-","-","-","-","-","-","-","-","-","-","-","-","-","-","-","-","-","-","-","-","-","-","-","-","-","-","-","-","-","-","-","-","-","-","-","-","-","-","-","-","-","-","-","-","-","-","-","-","-","-","-","-","-","-","-","-","-","-","-","-","-","-","-","-","-","-","-","-","-","-","-","-","-","-","-","-","-","-","-","-","-","-","-","-"]
["U5-15LE","V20011",1000173,"启用","U5-15LE探头","U5-15LE",null,"海外/国内","ALL",null,1,"ChangSha/SuZhou","X","X","X","X","X","X","X","-","-","-","-","-","-","-","-","-","-","-","-","-","-","-","-","-","X","X","X","X","X","X","X","X","X","X","X","X","-","-","-","-","X","X","X","X","X","X","X","X","X","X","X","X","X","X","X","X","X","X","X","X","X","X","X","X","X","X","X","X","X","X","X","X","X","Δ","Δ","-","-","-","-","-","-","-","-","-","-","-","-","-","-","-","X","X","-","X","X","-","X","X","X","X","X","X","X","-","-","-","-","-","X","X","X","-","-","-","X","-","-","-","-","-","-","-","-","-","-","-","-","-","-","-","-","-","-","X","X","X","-"]
["I4-11T","V20012",1000174,"启用","I4-11T探头","I4-11T",null,"海外/国内","ALL",null,1,"ChangSha/SuZhou","-","Δ","-","Δ","Δ","Δ","-","Δ","Δ","Δ","Δ","Δ","Δ","Δ","Δ","Δ","Δ","Δ","-","-","Δ","-","Δ","Δ","Δ","Δ","Δ","Δ","Δ","Δ","Δ","Δ","Δ","Δ","Δ","Δ","Δ","Δ","Δ","Δ","Δ","Δ","-","-","-","-","Δ","-","Δ","Δ","Δ","Δ","-","Δ","Δ","Δ","Δ","-","Δ","Δ","-","Δ","Δ","-","-","Δ","Δ","-","-","-","-","-","-","-","-","-","-","-","-","-","-","-","-","-","-","-","-","-","-","-","-","-","-","-","-","-","Δ","Δ","Δ","-","Δ","Δ","-","Δ","-","-","Δ","Δ","-","-","-","-","-","-","Δ","-","-","-","-","-","-","-","-","-","-","-","-","-","-","-","-","-","-","Δ","Δ","-","-"]
["F4-12L（仅国内恢复开放）","V20017",1000179,"停用","F4-12L探头","F4-12L",null,"海外/国内","ALL",null,1,"ChangSha/SuZhou","-","-","X","X","X","X","-","X","-","-","-","-","-","-","-","-","-","-","-","-","-","-","-","-","-","-","-","-","-","-","-","-","-","-","-","-","-","-","-","-","-","-","-","-","-","-","-","-","-","-","-","-","X","X","X","X","X","X","X","X","X","X","X","X","X","X","X","X","X","X","X","X","X","X","X","X","X","X","X","X","X","X","X","X","X","X","X","X","X","X","-","-","-","-","-","-","X","X","X","X","X","X","X","X","X","X","X","X","-","X","X","X","X","X","X","-","-","-","-","-","-","-","-","-","X","X","X","X","X","X","X","X","X","-","-","-","-"]
["F4-12LV","V20058",1000742,"停用","F4-12L探头","F4-12L",null,"海外/国内","ALL",null,1,"ChangSha/SuZhou","-","-","-","-","-","-","-","-","-","-","-","-","-","-","-","-","-","-","-","-","-","-","-","-","Δ","Δ","Δ","Δ","Δ","Δ","Δ","Δ","Δ","Δ","Δ","Δ","-","-","-","-","-","-","-","-","-","-","-","-","-","-","-","-","-","-","-","-","-","-","-","-","-","-","-","-","-","-","-","-","-","X","X","-","-","-","-","-","-","-","-","-","-","-","-","-","-",null,"-","-","-","-","-","-","-","-","-","-","-","-","-","-","-","-","-","-","-","-","-","-","-","X","X","X","X","X","X","-","-","-",{"$nulls":15},"-","-","-","-"]
["F4-12LV2","V20058",1001403,"启用","F4-12L探头","F4-12L",null,"海外/国内","ALL",null,1,"ChangSha/SuZhou","X","-","X","X","X","X","X","-","-","-","-","-","-","-","-","-","-","-","-","-","-","-","-","-","Δ","Δ","Δ","Δ","Δ","Δ","Δ","Δ","Δ","Δ","Δ","Δ","-","-","-","-","-","-","-","X","X","X","-","-","-","-","-","-","X","X","X","X","X","X","X","X","X","X","X","X","X","X","X","X","X","-","-","X","-","X","X","-","-","X","-","-","-","-","X","-","-","-","-","X","-","-","X","-","-","X","-","-","-","X","X","-","X","X","X","X","X","X","X","X","-","X","X","X","X","X","X","-","-","-","-","-","-","-","-","-","-","-","-","-","-","-","-","-","-","X","X","X","X"]
["X10-23L","V20022",1000276,"启用","X10-23L探头","X10-23L",null,"海外/国内","ALL",null,1,"ChangSha/SuZhou","-","Δ","X","X","X","X","-","X","X","X","X","X","X","X","X","X","X","-","X","X","X","X","X","X","X","X","X","X","X","X","X","X","X","X","X","X","-","-","-","-","-","-","Δ","-","-","-","X","X","X","X","X","X","X","X","X","X","X","X","X","X","-","-","-","-","-","-","-","-","-","-","-","-","-","-","-","-","-","-","-","-","-","-","-","-","-","-","-","-","-","-","-","-","-","-","-","-","-","-","-","-","-","-","-","-","-","-","-","-","-","-","-","-","-","-","-","-","-","-","-","-","-","-","-","-","-","-","-","-","-","-","-","-","-","-","-","-","-"]
["X9-22L","V20023",1000273,"启用","X9-22L探头","X9-22L",null,"海外/国内","ALL",null,1,"ChangSha/SuZhou","-","Δ","X","X","X","X","X","X","X","X","X","X","X","X","X","X","X","X","X","-","X","X","X","X","X","X","X","X","X","X","X","X","-","-","-","-","-","-","-","-","-","-","Δ","-","-","-","X","X","X","X","X","X","X","X","X","X","X","X","X","X","X","-","-","-","X","-","-","-","X","-","-","-","X","-","-","-","-","-","-","-","-","-","-","-","-","-","-","-","-","-","X","Δ","-","X","Δ","-","X","X","X","X","X","X","X","-","-","-","-","-","-","-","-","-","-","-","X","-","-","-","X","-","-","X","X","X","-","-","X","X","-","-","-","-","-","X","X","X","-"]
["I7-18L","V20024",1000277,"启用","I7-18L探头","I7-18L",null,"海外/国内","ALL",null,1,"ChangSha/SuZhou","X","Δ","X","X","X","X","X","X","X","X","X","X","X","X","X","X","X","X","X","X","X","X","X","X","X","X","X","X","X","X","X","X","X","X","X","X","X","X","X","X","X","X","-","-","-","X","-","-","-","-","-","-","X","-","X","-","-","X","-","X","-","-","-","-","-","-","-","-","-","-","-","-","-","-","-","-","-","-","-","-","-","-","-","-","-","-","-","-","-","-","X","X","-","X","X","X","X","X","X","X","X","X","X","X","-","X","X","-","-","-","-","-","-","-","X","-","-","-","X","X","X","X","X","X","X","X","X","X","X","X","X","X","X","X","X","X","-"]
["G1-4P","V20013","1000406","停用","G1-4P探头","G1-4P",null,"海外/国内","ALL",null,1,"ChangSha/SuZhou","-","-","X","X","X","X","-","X","X","X","X","X","X","X","X","X","X","X","X","X","X","X","X","X","X","X","X","X","X","X","X","X","X","X","X","X","X","X","X","X","X","X","-","-","-","-","-","-","-","-","-","-","X","X","X","X","X","X","X","X","X","X","X","X","X","X","X","X","X","X","X","X","X","X","X","X","X","X","X","X","X","X","X","X","X","X","X","X","X","X","-","-","-","-","-","-","X","X","X","X","X","X","X","X","X","X","X","X","X","X","X","X","X","X","X","-","-","-","-","-","-","-","-","-","X","X","-","X","-","X","X","-","X","-","-","-","-"]
["G1-4PV ","V20052",1000744,"启用","G1-4P探头","G1-4P",null,"海外/国内","ALL",null,1,"ChangSha/SuZhou","X","Δ","X","X","X","X","X","X","X","X","X","X","X","X","X","X","X","X","X","X","X","X","X","X","X","X","X","X","X","X","X","X","X","X","X","X","X","X","X","X","X","X","Δ","X","X","X","X","X","X","X","X","X","X","X","X","X","X","X","X","X","X","X","X","X","X","X","X","X","X","X","X","X","X","X","X","X","X","X","X","X","X","X","X","X","X","X","X","X","X","X","X","X","-","X","X","-","X","X","X","X","X","X","X","X","X","X","X","X","X","X","X","X","X","X","X","-","X","-","-","-","-","-","-","-","X","X","-","X","-","X","X","-","X","X","X","X","X"]
["S1-6PX","V20048",1000275,"启用","S1-6P探头","S1-6P",null,"海外/国内","ALL",null,1,"ChangSha/SuZhou","-","-","-","-","-","-","-","X","X","X","X","X","X","X","X","X","X","X","X","X","X","X","X","X","-","X","-","-","-","X","-","-","-","X","X","-","X","X","X","X","X","X","-","-","-","-","-","-","-","-","-","-","-","-","-","-","-","-","-","-","X","X","X","X","X","-","-","X","-","-","-","-","-","-","-","-","-","-","-","-","-","-","-","-","-","-","-","-","-","-","-","-","-","-","-","-","X","X","X","-","-","-","-","-","-","-","-","-","X","-","-","-","-","-","-","-","-","-","-","X","X","-","X","-","-","-","-","-","-","-","-","-","-","X","-","-","-"]
["S1-6PV","V20061",1001206,"启用","S1-6P探头","S1-6P",null,"海外/国内","ALL",null,1,"ChangSha/SuZhou","X","X","-","-","-","-","X","-","-","-","-","-","-","-","-","-","-","-","-","-","-","-","-","-","-","-","-","-","-","-","-","-","-","-","-","-","-","-","-","-","-","-","X","X","X","X","X","X","X","X","-","-","-","-","-","-","-","-","-","-","-","-","-","-","-","-","-","-","-","-","-","-","-","-","-","-","-","-","-","-","-","-","-","-","-","-","-","-","-","-","X","X","X","X","X","X","-","-","-","-","-","-","-","-","-","-","-","-","-","-","-","-","-","-","-","-","X","-","-","-","-","-","-","-","-","-","-","-","-","-","-","-","-","-","-","-","-"]
["G4-12LV","V20026",1000344,"启用","G4-12LV探头","G4-12LV",null,"海外/国内","ALL",null,1,"ChangSha/SuZhou","-","-","-","-","-","-","-","-","-","-","-","-","-","-","-","-","-","-","-","-","-","-","-","-","-","-","-","-","-","-","-","-","-","-","-","-","-","-","-","-","-","-","-","-","-","-","-","-","-","-","-","-","-","-","-","-","-","-","-","-","-","-","-","-","-","-","-","-","-","-","-","-","-","-","-","-","-","-","-","-","-","-","-","-","-","-","-","-","-","-","-","-","-","-","-","-","-","-","-","-","-","-","-","-","-","-","-","-","-","-","-","-","-","-","-","-","-","-","-","-","-","-","-","-","-","-","-","-","-","-","-","-","-","-","-","-","-"]
["G3-10P","V20025",1000337,"启用","G3-10P探头","G3-10P",null,"海外/国内","ALL",null,1,"ChangSha/SuZhou","-","Δ","X","X","X","X","-","-","-","-","-","-","-","-","-","-","-","-","-","-","-","-","-","-","-","-","-","-","-","-","-","-","-","-","-","-","-","-","-","-","-","-","Δ","-","-","-","X","X","X","X","X","X","X","X","X","X","X","X","X","X","-","-","-","-","-","-","-","-","-","-","-","-","-","-","-","-","-","-","-","-","-","-","-","-","-","-","-","-","-","-","-","-","-","-","-","-","-","-","-","X","X","X","X","X","X","X","X","X","-","-","-","-","-","-","-","X","-","-","-","-","-","-","-","-","X","X","-","-","-","X","X","-","-","-","X","X","-"]
["G3-10PX","V20031",1000372,"启用","G3-10PX探头","G3-10PX",null,"海外/国内","ALL",null,1,"ChangSha/SuZhou","X","Δ","-","-","-","-","X","-","X","X","X","X","X","X","X","X","X","X","X","X","X","X","X","X","X","X","X","X","X","X","X","X","X","X","X","X","-","-","-","-","-","-","-","-","-","X","-","-","-","-","-","-","-","-","-","-","-","-","-","-","-","-","-","-","-","-","-","-","-","-","-","-","-","-","-","-","-","-","-","-","-","-","-","-","-","-","-","-","-","-","X","X","X","X","X","X","X","X","X","-","-","-","-","-","-","-","-","-","-","-","-","-","-","-","-","-","-","-","-","X","X","-","-","-","-","-","-","-","-","-","-","-","-","X","-","-","-"]
["G4-12P","V20035","1000500","停用","G4-12P探头","G4-12P",null,"海外/国内","ALL",null,1,"ChangSha/SuZhou","-","-","X","X","X","X","-","-","-","-","-","-","-","-","-","-","-","-","-","-","-","-","-","-","-","-","-","-","-","-","-","-","-","-","-","-","-","-","-","-","-","-","-","-","-","-","-","-","-","-","-","-","X","X","X","X","X","X","X","X","-","-","-","-","-","-","-","-","-","-","-","-","-","-","-","-","-","-","-","-","-","-","-","-","-","-","-","-","-","-","-","-","-","-","-","-","-","-","-","-","-","-","-","-","-","-","-","-","-","-","-","-","-","-","-","-","-","-","-","-","-","-","-","-","-","-","-","-","-","-","-","-","-","-","-","-","-"]
["G4-12PX","V20060",1001147,"启用","G4-12P探头","G4-12P",null,"海外/国内","ALL",null,1,"ChangSha/SuZhou","X","Δ","-","-","-","-","X","-","-","-","-","-","Δ","Δ","Δ","Δ","-","-","-","-","-","-","-","-","-","-","-","-","-","-","-","-","-","-","-","-","-","-","-","-","-","-","Δ","X","X","X","-","-","-","-","-","-","-","-","-","-","-","-","-","-","-","-","-","-","-","-","-","-","-","-","-","-","-","-","-","-","-","-","-","-","-","-","-","-","-","-","-","-","-","-","X","X","X","X","X","X","-","-","-","-","-","-","-","-","-","-","-","-","-","-","-","-","-","-","-","-","-","X","-","-","-","-","-","-","-","-","-","-","-","-","-","-","-","-","-","-","-"]
["BP4-9","V20053",1000438,"启用","BP4-9探头","BP4-9",null,"海外/国内","ALL",null,1,"ChangSha/SuZhou","-","Δ","X","X","X","X","X","-","X","X","X","X","X","X","X","X","X","X","X","X","X","X","X","X","X","X","X","X","X","X","X","X","X","X","X","X","-","-","-","-","-","-","Δ","-","-","-","X","X","X","X","X","X","X","X","X","X","X","X","X","X","X","-","-","X","X","-","-","X","Δ","-","-","Δ","Δ","-","-","-","-","-","-","-","-","-","-","-","-","-","-","-","-","-","X","Δ","-","X","Δ","-","-","-","-","-","-","-","-","-","-","-","-","-","-","-","-","-","-","-","-","-","-","-","-","-","-","-","-","-","-","-","-","-","-","-","-","-","-","-","-","-","-"]
["G1-4PT","V40040",1001038,"启用","G1-4P探头","G1-4P",null,"海外/国内","ALL",null,1,"ChangSha/SuZhou","-","-","-","-","-","-","-","-","-","-","-","-","-","-","-","-","-","-","-","-","-","-","-","-","-","-","-","-","-","-","-","-","-","-","-","-","-","-","-","-","-","-","-","-","-","-","-","-","-","-","-","-","-","-","-","-","-","-","-","-","-","-","-","-","-","-","-","-","-","-","-","-","-","-","-","-","-","-","-","-","-","-","-","-","-","-","-","-","-","-","-","-","-","-","-","-","-","-","-","-","-","-","-","-","-","-","-","-","X","-","-","-","-","-","-","-","-","-","-","-","-","-","-","-","-","-","-","-","-","-","-","-","-","-","-","-","-"]
["E3-8T","V20057",1000734,"启用","E3-8T探头","E3-8T",null,"海外/国内","TR/AE/LB/SA/OM/YE/PH/TH/MY/NP/MM/PK/KH/ZA/KE/TZ/UG/RW/BW/MZ/CO/CL/KG/KZ/UZ/TJ/AM/AZ/GE/IL/PS/BD/DZ/GH/ML/LY/SN/RO/BG/AT/CZ/SK/HU/AR/MD",null,1,"ChangSha/SuZhou","-",{"$nulls":5},"-",{"$nulls":35},"-","-","-","-",{"$nulls":44},"-","-","-","-","-","-",{"$nulls":21},"-",{"$nulls":15},"-","-","-","-"]
[{"$nulls":128},"-","-"]
["Biopsy guide",{"$nulls":127},"-","-"]
["Biopsy guide S1-8C","V30143",3100128,"启用","穿刺架S1-8C","Biopsy guide S1-8C",null,"海外/国内","ALL",null,1,"ChangSha/SuZhou","-","-","-","-","-","-","-","X","X","X","X","X","X","X","X","X","X","X","X","X","X","X","X","X","-","-","-","-","-","-","-","-","-","-","-","-","X","X","X","X","-","-","-","-","-","-","-","-","-","-","-","-","-","-","-","-","-","-","-","-","-","-","-","-","-","-","-","-","-","-","-","-","-","-","-","-","-","-","-","-","-","-","-","-","-","-","-","-","-","-","-","-","-","-","-","-","-","-","-","-","-","-","-","-","-","-","-","-","-","-","-","-","-","-","-","-","-","-","-","-","-","-","-","-","-","-","-","-","-","-","-","-","-","-","-","-","-"]
["Biopsy guide G2-5C","V30026",3100102,"启用","穿刺架G2-5C","Biopsy guide G2-5C",null,"海外/国内","ALL",null,1,"ChangSha/SuZhou","-","Δ","X","X","X","X","-","X","X","X","X","X","X","X","X","X","X","X","X","X","X","X","X","X","X","X","X","X","X","X","X","X","X","X","X","X","X","X","X","X","X","X","Δ","-","-","-","X","X","X","X","X","X","X","X","X","X","X","X","X","X","X","X","X","X","X","X","X","X","X","X","X","X","X","Δ","Δ","Δ","Δ","Δ","Δ","Δ","Δ","Δ","Δ","Δ","Δ","-","-","Δ","-","-","-","-","-","-","-","-","X","X","X","X","X","X","X","X","X","X","X","X","-","-","-","-","-","-","-","-","-","-","X","X","X","-","-","X","X","X","-","-","-","-","-","-","-","X","X","X","-"]
["Biopsy guide F2-5C","V30141",3100096,"启用","穿刺架F2-5C","Biopsy guide F2-5C",null,"海外/国内","ALL",null,1,"ChangSha/SuZhou","-","Δ","X","X","X","X","-","X","X","X","X","X","X","X","Δ","Δ","-","-","-","-","X","X","X","X","X","X","X","X","X","X","X","X","X","X","X","X","X","-","X","-","-","-","Δ","-","-","-","X","X","X","X","X","X","X","X","X","X","X","X","X","X","X","X","X","X","X","X","X","X","X","X","X","X","X","X","X","X","X","X","X","X","X","X","X","X","X","X","X","X","X","X","-","-","-","-","-","-","X","X","X","X","X","X","X","X","X","X","X","X","-","-","-","-","-","-","-","-","-","-","-","-","-","X","X","-","-","-","X","X","X","X","X","X","X","X","X","X","-"]
["Biopsy guide G4-9E Steel","V30030",3100101,"启用","穿刺架G4-9E","Biopsy guide G4-9E Steel",null,"海外/国内","ALL",null,1,"ChangSha/SuZhou","X","X","X","X","#","X","Δ","X","X","X","X","X","X","X","X","X","X","X","X","X","X","X","X","X","X","X","X","X","X","X","X","X","X","X","X","X","X","X","X","X","X","X","X","X","X","X","X","X","X","X","X","X","X","X","X","X","X","X","X","X","#","X","X","#","#","X","X","#","#","X","X","#","#","X","X","X","X","X","X","X","X","X","X","X","X","X","X","X","X","X","Δ","Δ","Δ","Δ","Δ","Δ","X","X","X","X","X","X","X","X","X","X","X","X","-","X","-","-","X","X","X","-","-","-","-","-","-","-","-","-","-","-","-","-","-","-","-","-","-","X","X","X","-"]
["Biopsy guide G4-9E Steel 21G","V30217",3100211,"启用","穿刺架G4-9E 21G","Biopsy guide G4-9E Steel 21G",null,"海外/国内","ALL",null,1,"ChangSha/SuZhou","X","X","X","X","#","X","Δ","X","X","X","X","X","X","X","X","X","X","X","X","X","X","X","X","X","X","X","X","X","X","X","X","X","X","X","X","X","X","X","X","X","X","X","X","X","X","X","X","X","X","X","X","X","X","X","X","X","X","X","X","X","#","X","X","#","#","X","X","#","#","X","X","#","#","X","X","X","X","X","X","X","X","X","X","X","X","X","X","X","X","X","Δ","Δ","Δ","Δ","Δ","Δ","X","X","X","X","X","X","X","X","X","X","X","X","-","X","-","-","X","X","X","-","-","-","-","-","-","-","-","-","-","-","-","-","-","-","-","-","-","X","X","X","-"]
["Biopsy guide G4-9E Steel 14G","V30362",3100250,"启用","穿刺架G4-9E  14G","Biopsy guide G4-9E Steel 14G",null,"海外/国内","ALL",null,1,"ChangSha/SuZhou","X","X","X","X","#","X","Δ","X","X","X","X","X","X","X","X","X","X","X","X","X","X","X","X","X","X","X","X","X","X","X","X","X","X","X","X","X","X","X","X","X","X","X","X","X","X","X","X","X","X","X","X","X","X","X","X","X","X","X","X","X","#","X","X","#","#","X","X","#","#","X","X","#","#","X","X","X","X","X","X","X","X","X","X","X","X","X","X","X","X","X","Δ","Δ","Δ","Δ","Δ","Δ","X","X","X","X","X","X","X","X","X","X","X","X","-","X","-","-","X","X","X","-","-","-","-","-","-","-","-","-","-","-","-","-","-","-","-","-","-","X","X","X","-"]
["Biopsy guide G4-9E Steel 17G","V30768",3100545,"启用","穿刺架G4-9E  17G","Biopsy guide G4-9E Steel 17G",null,"海外/国内","ALL",null,1,"ChangSha/SuZhou","X","X","X","X","#","X","Δ","X","X","X","X","X","X","X","X","X","X","X","X","X","X","X","X","X","X","X","X","X","X","X","X","X","X","X","X","X","X","X","X","X","X","X","X","X","X","X","X","X","X","X","X","X","X","X","X","X","X","X","X","X","#","X","X","#","#","X","X","#","#","X","X","#","#","X","X","X","X","X","X","X","X","X","X","X","X","X","X","X","X","X","Δ","Δ","Δ","Δ","Δ","Δ","X","X","X","X","X","X","X","X","X","X","X","X","-","X","-","-","X","X","X","-","-","-","-","-","-","-","-","-","-","-","-","-","-","-","-","-","-","X","X","X","-"]
["Biopsy guide F4-9E","V30205",3100188,"启用","穿刺架F4-9E","Biopsy guide F4-9E",null,"海外/国内","ALL",null,1,"ChangSha/SuZhou","-","-","X","X","X","X","-","X","X","X","X","X","X","X","X","X","-","-","-","-","X","X","X","X","X","X","X","X","X","X","X","X","X","X","X","X","-","-","-","-","-","-","-","-","-","-","X","X","X","X","X","X","X","X","X","X","X","X","X","X","X","X","X","X","X","X","X","X","X","X","X","X","X","X","X","X","X","X","X","X","X","X","X","X","X","X","X","X","X","X","-","-","-","-","-","-","X","X","X","X","X","X","X","X","X","X","X","X","-","-","-","-","-","-","-","-","-","-","-","-","-","-","-","-","-","-","-","-","-","-","-","-","-","X","X","X","-"]
["Biopsy guide X6-16L","V30028",3100093,"启用","穿刺架X6-16L","Biopsy guide X6-16L",null,"海外/国内","ALL",null,1,"ChangSha/SuZhou","X","Δ","X","X","X","X","X","X","X","X","X","X","X","X","X","X","X","X","X","X","X","X","X","X","X","X","X","X","X","X","X","X","X","X","X","X","X","X","X","X","X","X","Δ","X","X","X","X","X","X","X","X","X","X","X","X","X","X","X","X","X","X","X","X","X","X","X","X","X","X","X","X","X","X","Δ","Δ","Δ","Δ","-","-","-","-","-","-","-","-","-","-","-","-","-","X","X","X","X","X","X","X","X","X","X","X","X","X","-","-","-","-","-","-","-","-","-","-","-","-","-","-","-","X","X","X","X","X","X","-","-","-","-","-","-","-","-","-","X","X","X","-"]
["Biopsy guide X4-12L","V30118",3100092,"启用","穿刺架X4-12L","Biopsy guide X4-12L",null,"海外/国内","ALL",null,1,"ChangSha/SuZhou","X","X","X","X","X","X","X","X","X","X","X","X","X","X","X","X","X","X","X","X","X","X","X","X","X","X","X","X","X","X","X","X","X","X","X","X","X","X","X","X","X","X","X","X","X","X","X","X","X","X","X","X","X","X","X","X","X","X","X","X","X","X","X","X","X","X","X","X","X","X","X","X","X","Δ","Δ","Δ","Δ","-","-","-","-","-","-","-","-","-","-","-","-","-","X","X","X","X","X","X","X","X","X","X","X","X","X","-","-","-","-","-","-","-","-","-","-","-","-","-","-","-","-","X","X","-","-","-","-","-","-","-","-","-","-","-","-","X","X","X","-"]
["Biopsy guide F4-12L","V30142",3100130,"启用","穿刺架F4-12L","Biopsy guide F4-12L",null,"海外/国内","ALL",null,1,"ChangSha/SuZhou","X","X","X","X","X","X","X","X","-","-","-","-","-","-","-","-","-","-","-","-","-","-","-","-","Δ","Δ","Δ","Δ","Δ","Δ","Δ","Δ","Δ","Δ","Δ","Δ","-","-","-","-","-","-","X","X","X","X","X","X","X","X","X","X","X","X","X","X","X","X","X","X","X","X","X","X","X","X","X","X","X","X","X","X","X","X","X","X","X","X","X","X","X","X","X","X","X","X","X","X","X","X","X","X","-","X","X","-","X","X","X","X","X","X","X","X","X","X","X","X","-","-","-","-","-","-","-","-","-","-","-","-","-","-","-","-","X","X","X","X","X","X","X","X","X","X","X","X","X"]
["Biopsy guide G1-4P","V30119",3100095,"启用","穿刺架G1-4P","Biopsy guide G1-4P",null,"海外/国内","ALL",null,1,"ChangSha/SuZhou","X","Δ","X","X","X","X","X","X","X","X","X","X","X","X","X","X","X","X","X","X","X","X","X","X","X","X","X","X","X","X","X","X","X","X","X","X","X","X","X","X","X","X","Δ","X","X","X","X","X","X","X","X","X","X","X","X","X","X","X","X","X","X","X","X","X","X","X","X","X","X","X","X","X","X","X","X","X","X","X","X","X","X","X","X","X","X","X","X","X","X","X","X","X","-","X","X","-","X","X","X","X","X","X","X","X","X","X","X","X","-","-","-","-","-","-","-","-","-","-","-","-","-","-","-","-","X","X","-","X","-","X","X","-","X","X","X","X","-"]
["Biopsy guide S1-6P","V30120",3100094,"启用","穿刺架S1-6P","Biopsy guide S1-6P",null,"海外/国内","ALL",null,1,"ChangSha/SuZhou","-","-","-","-","-","-","-","X","X","X","X","X","X","X","X","X","X","X","X","X","X","X","X","X","-","-","-","-","-","-","-","-","-","-","-","-","X","X","X","X","X","X","-","-","-","-","-","-","-","-","-","-","-","-","-","-","-","-","-","-","X","X","X","X","X","-","-","X","-","-","-","-","-","-","-","-","-","-","-","-","-","-","-","-","-","-","-","-","-","-","-","X","-","-","X","-","X","X","X","-","-","-","-","-","-","-","-","-","-","-","-","-","-","-","-","-","-","-","-","X","X","-","X","-","-","-","-","-","-","-","-","-","-","X","-","-","-"]
["Biopsy guide X4-9E","V30522",3100384,"启用","穿刺架 X4-9E","Biopsy guide X4-9E",null,"海外/国内","ALL",null,1,"ChangSha/SuZhou","X","X","X","X","X","X","X","X","X","X","X","X","X","X","X","X","X","X","X","X","X","X","X","X","X","X","X","X","X","X","X","X","X","X","X","X","-","-","-","-","-","-","X","X","X","X","X","X","X","X","X","X","X","X","X","X","X","X","X","X","X","-","-","X","X","-","-","X","X","-","-","X","X","-","-","-","-","-","-","-","-","-","-","-","-","-","-","-","-","-","X","X","-","X","X","-","X","X","X","X","X","X","X","-","-","-","-","-","-","-","-","-","-","-","X","-","-","-","-","-","-","-","-","-","-","-","-","-","-","-","-","-","-","X","X","X","-"]
["Biopsy guide BP4-9","V30523",3100392,"启用","穿刺架 BP4-9","Biopsy guide BP4-9",null,"海外/国内","ALL",null,1,"ChangSha/SuZhou","-","Δ","X","X","X","X","X","-","-","-","-","-","X","X","X","X","X","X","X","X","X","X","X","X","X","X","X","X","X","X","X","X","X","X","X","X","-","-","-","-","-","-","Δ","-","-","-","X","X","X","X","X","X","X","X","X","X","X","X","X","X","X","-","-","X","X","-","-","X","X","-","-","X","X","-","-","-","-","-","-","-","-","-","-","-","-","-","-","-","-","-","X","X","-","X","X","-","X","X","X","X","X","X","-","-","-","-","-","-","-","-","-","-","-","-","-","-","-","-","X","X","X","X","X","X","X","X","X","X","-","-","-","-","-","X","X","-","-"]
["Biopsy needle guide slot（except for micro convex endocavity array）","V30430",3100252,"启用","穿刺针导槽14G（适用于除了经腔探头穿刺架外其他的金属穿刺架）","Biopsy needle guide slot（except for micro convex endocavity array）",null,"海外/国内","ALL",null,1,"ChangSha/SuZhou","X","X","X","X","X","X","-","X","X","X","X","X","X","X","X","X","X","X","X","X","X","X","X","X","X","X","X","X","X","X","X","X","X","X","X","X","X","X","X","X","X","X","X","X","X","X","X","X","X","X","X","X","X","X","X","X","X","X","X","X","X","X","X","X","X","X","X","X","X","X","X","X","X","X","X","X","X","X","X","X","X","X","X","X","X","X","X","X","X","X","-","-","-","-","-","-","X","X","X","X","X","X","X","X","X","X","X","X","-","-","-","-","-","-","-","-","-","-","-","-","-","-","-","-","-","-","-","-","-","-","-","-","-","X","X","X","X"]
["Biopsy needle guide slot 22G（except for micro convex endocavity array）","V30650",3100508,"启用","穿刺针导槽22G（适用于除了经腔探头穿刺架外其他的金属穿刺架）","Biopsy needle guide slot（except for micro convex endocavity array）",null,"海外/国内","ALL",null,1,"ChangSha/SuZhou","X","X","X","X","X","X","-","X","X","X","X","X","X","X","X","X","X","X","X","X","X","X","X","X","X","X","X","X","X","X","X","X","X","X","X","X","X","X","X","X","X","X","X","X","X","X","X","X","X","X","X","X","X","X","X","X","X","X","X","X","X","X","X","X","X","X","X","X","X","X","X","X","X","X","X","X","X","X","X","X","X","X","X","X","X","X","X","X","X","X","-","-","-","-","-","-","X","X","X","X","X","X","X","X","X","X","X","X","-","-","-","-","-","-","-","-","-","-","-","-","-","-","-","-","-","-","-","-","-","-","-","-","-","X","X","X","X"]
["Biopsy needle guide slot 23G（except for micro convex endocavity array）","V30651",3100553,"启用","穿刺针导槽23G（适用于除了经腔探头穿刺架外其他的金属穿刺架）","Biopsy needle guide slot（except for micro convex endocavity array）",null,"海外/国内","ALL",null,1,"ChangSha/SuZhou","X","X","X","X","X","X","-","X","X","X","X","X","X","X","X","X","X","X","X","X","X","X","X","X","X","X","X","X","X","X","X","X","X","X","X","X","X","X","X","X","X","X","X","X","X","X","X","X","X","X","X","X","X","X","X","X","X","X","X","X","X","X","X","X","X","X","X","X","X","X","X","X","X","X","X","X","X","X","X","X","X","X","X","X","X","X","X","X","X","X","-","-","-","-","-","-","X","X","X","X","X","X","X","X","X","X","X","X","-","-","-","-","-","-","-","-","-","-","-","-","-","-","-","-","-","-","-","-","-","-","-","-","-","X","X","X","X"]
["Biopsy guide S1-6PX","V30653",3100438,"启用","穿刺架S1-6PX","Biopsy guide S1-6PX",null,"海外/国内","ALL",null,1,"ChangSha/SuZhou","-","-","-","-","X","-","-","X","X","X","X","X","X","X","X","X","X","X","X","X","X","X","X","X","-","X","-","-","-","X","-","-","-","X","X","-","X","X","X","X","X","X","-","-","-","-","X","X","X","X","-","-","-","-","-","-","-","-","-","-","X","X","X","X","X","-","-","X","-","-","-","-","-","-","-","-","-","-","-","-","-","-","-","-","-","-","-","-","-","-","-","-","-","-","-","-","X","X","X","-","-","-","-","-","-","-","-","-","X","-","-","-","-","-","-","-","-","-","-","X","X","-","X","-","-","-","-","-","-","-","-","-","-","X","-","-","-"]
["Biopsy guide X2-6C","V30654",3100454,"启用","穿刺架X2-6C","Biopsy guide X2-6C",null,"海外/国内","ALL",null,1,"ChangSha/SuZhou","X","X","X","X","X","X","X","X","X","X","X","X","X","X","X","X","X","X","X","X","X","X","X","X","X","X","X","X","X","X","X","X","X","X","X","X","X","X","X","X","X","X","X","X","X","X","X","X","X","X","X","X","X","X","X","X","X","X","X","X","#","X","X","#","#","X","X","#","#","#","#","#","#","#","#","#","#","-","-","-","-","-","-","-","-","-","-","-","-","-","X","X","X","X","X","X","#","#","#","#","#","#","#","-","-","-","-","-","-","-","-","-","-","-","#","-","-","-","-","-","-","-","-","-","-","-","-","-","-","-","-","-","-","#","#","#","-"]
["Biopsy guide S2-9C","V30769","3100473","启用","穿刺架S2-9C","Biopsy guide S2-9C",null,"海外/国内","ALL",null,1,"ChangSha/SuZhou","-","Δ","X","X","X","X","Δ","X","X","-","X","-","X","X","X","X","X","X","X","X","X","X","X","X","X","X","X","X","X","-","-","-","X","X","-","-","X","X","X","X","X","X","Δ","-","-","-","X","X","X","X","X","X","X","X","X","X","X","X","X","X","X","X","X","X","-","-","-","-","X","-","-","-","-","-","-","-","-","-","-","-","-","-","-","-","-","-","-","-","-","-","Δ","Δ","Δ","Δ","Δ","Δ","X","X","X","X","X","X","X","X","X","X","X","X","-","-","-","-","-","-","-","-","-","-","-","-","-","-","-","-","-","-","-","-","-","-","-","-","-","X","X","X","-"]
["Biopsy guide S1-6PV","V30824",3100668,"启用","穿刺架S1-6PV","Biopsy guide S1-6PV",null,"海外/国内","ALL",null,1,"ChangSha/SuZhou","X","X","-","-","-","-","X","-","-","-","-","-","-","-","-","-","-","-","-","-","-","-","-","-","X","X","X","X","X","X","X","X","X","X","X","X","-","-","-","-","-","-","X","X","X","X","-","-","-","-","-","-","-","-","-","-","-","-","-","-","-","-","-","-","-","-","-","-","-","-","-","-","-","-","-","-","-","-","-","-","-","-","-","-","-","-","-","-","-","-","X","X","X","X","X","X",null,"-","-","-","-","-","-","-","-","-","-","-","-","-","-","-","-","-","-","-","-","-","-","-","-","-","-","-","-","-","-","-","-","-","-","-","-","-","-","-","-"]
["Biopsy guide U5-15LE","V30866",3100768,"启用","穿刺架 U5-15LE","Biopsy guide U5-15LE",null,"海外/国内","ALL",null,1,"ChangSha/SuZhou","-","-","-","-","-","-","-","-","-","-","-","-","-","-","-","-","-","-","-","-","-","-","-","-","-","X","X","X","X","X","X","X","X","X","X","X","-","-","-","-","-","-","-","-","-","-","-","-","-","-","-","-","-","-","-","-","-","-","-","-","-","-","-","-","-","-","-","-","-","-","-","-","-","-","-","-","-","-","-","-","-","-","-","-","-","-","-","-","-","-","-","-","-","-","-","-","-","-","-","-","-","-","-","-","-","-","-","-","-","-","-","-","-","-","-","-","-","-","-","-","-","-","-","-","-","-","-","-","-","-","-","-","-","-","-","-","-"]
["Biopsy guide D3-6C    ","V30867",3100769,"启用","穿刺架 D3-6C    ","Biopsy guide D3-6C    ",null,"海外/国内","ALL",null,1,"ChangSha/SuZhou","-","-","-","-","-","-","-","-","-","-","-","-","X","X","X","X","-","X","-","-","-","X","-","-","-","X","X","X","X","X","X","X","X","X","X","X","-","-","-","-","-","-","-","-","-","-","-","-","-","-","-","-","-","-","-","-","-","-","-","-","-","-","-","-","-","-","-","-","-","-","-","-","-","-","-","-","-","-","-","-","-","-","-","-","-","-","-","-","-","-","-","-","-","-","-","-","-","-","-","-","-","-","-","-","-","-","-","-","-","-","-","-","-","-","-","-","-","-","-","-","-","-","-","-","-","-","-","-","-","-","-","-","-","-","-","-","-"]
["Biopsy guide G4-9M","V30868",3100770,"启用","穿刺架G4-9M","Biopsy guide G4-9M",null,"海外/国内","ALL",null,1,"ChangSha/SuZhou","-","-","-","-","-","-","-","-","-","-","-","-","X","X","X","X","-","X","-","-","-","X","-","-","-","X","X","X","X","X","X","X","X","X","X","X","-","-","-","-","-","-","-","-","-","-","-","-","-","-","-","-","-","-","-","-","-","-","-","-","-","-","-","-","-","-","-","-","-","-","-","-","-","-","-","-","-","-","-","-","-","-","-","-","-","-","-","-","-","-","-","-","-","-","-","-","-","-","-","-","-","-","-","-","-","-","-","-","-","-","-","-","-","-","-","-","-","-","-","-","-","-","-","-","-","-","-","-","-","-","-","-","-","-","-","-","-"]

{"sheet":"兽用D系列超声配置","index":5,"n_rows":525,"n_cols":73,"rows_kept":525,"cut":false,"hidden":false,"merged":[]}
["EquipmentName",{"$nulls":11},"数字化彩色超声诊断仪","数字化彩色超声诊断仪","数字化彩色超声诊断仪","数字化彩色超声诊断仪","数字化彩色超声诊断仪","数字化彩色超声诊断仪","数字化彩色超声诊断仪","数字化彩色超声诊断仪","数字化彩色超声诊断仪","数字化彩色超声诊断仪","数字化彩色超声诊断仪","数字化彩色超声诊断仪","数字化彩色超声诊断仪","数字化彩色超声诊断仪","数字化彩色超声诊断仪","数字化彩色超声诊断仪","数字化彩色超声诊断仪","数字化彩色超声诊断仪","数字化彩色超声诊断仪","数字化彩色超声诊断仪","数字化彩色超声诊断仪","数字化彩色超声诊断仪","数字化彩色超声诊断仪","数字化彩色超声诊断仪","数字化彩色超声诊断仪","数字化彩色超声诊断仪","数字化彩色超声诊断仪","数字化彩色超声诊断仪","数字化彩色超声诊断仪","数字化彩色超声诊断仪","数字化彩色超声诊断仪","数字化彩色超声诊断仪","便携式数字化彩色超声诊断仪","便携式数字化彩色超声诊断仪","便携式数字化彩色超声诊断仪","便携式数字化彩色超声诊断仪","便携式数字化彩色超声诊断仪","便携式数字化彩色超声诊断仪","便携式数字化彩色超声诊断仪","便携式数字化彩色超声诊断仪","便携式数字化彩色超声诊断仪","便携式数字化彩色超声诊断仪","便携式数字化彩色超声诊断仪","便携式数字化彩色超声诊断仪","便携式数字化彩色超声诊断仪","便携式数字化彩色超声诊断仪","便携式数字化彩色超声诊断仪","数字化彩色超声诊断仪","数字化彩色超声诊断仪","数字化彩色超声诊断仪","数字化彩色超声诊断仪","便携式数字化彩色超声诊断仪"]
["ProductType","                                                            ",{"$nulls":10},"高端","高端","高端","高端","高端","高端","高端","高端","高端","高端","高端","高端","高端","中端","中端","中端","中端","中端","低端","低端","低端","低端","低端","低端","超低端","超低端","超低端","超低端","超低端","超低端","超低端","超低端","便携","便携","便携","便携","便携","便携","便携","便携","便携","便携","便携","便携","TOONA","TOONA","TOONA","高端","低端","超低端","超低端","便携"]
["RegionTypes",{"$nulls":11},"海外/国内","海外/国内","海外/国内","海外/国内","海外/国内","海外/国内","海外/国内","海外/国内","海外/国内","海外/国内","海外/国内","海外/国内","海外/国内","海外/国内","海外/国内","海外/国内","海外/国内","海外/国内","海外/国内","海外/国内","海外/国内","海外/国内","海外/国内","海外/国内","海外/国内","海外/国内","海外/国内","海外/国内","海外/国内","海外/国内","海外/国内","海外/国内","海外/国内","海外/国内","国内","海外/国内","海外/国内","海外/国内","海外/国内","海外/国内","海外/国内","海外/国内","海外/国内","海外/国内","海外/国内","海外/国内","海外/国内","海外/国内","海外","海外","海外","海外"]
["ApplicableCountries",{"$nulls":11},"ALL","ALL","ALL","ALL","ALL","ALL","ALL","ALL","ALL","ALL","ALL","ALL","ALL","ALL","ALL","ALL","ALL","ALL","ALL","ALL","ALL","ALL","ALL","ALL","ALL","ALL","ALL","ALL","ALL","ALL","ALL","ALL","ALL","ALL","ALL","ALL","ALL","ALL","ALL","ALL","ALL","ALL","ALL","ALL","ALL","ALL","ALL","IN","IN","IN","IN","IN"]
["InapplicableCountries"]
["Status",{"$nulls":11},"启用","启用","启用","启用","停用","未发布","启用","停用","停用","启用","未发布","启用","启用","停用","启用","停用","停用","停用","启用","启用","启用","启用","启用","启用","启用","启用","启用","未发布","启用","启用","启用","启用","启用","启用","启用","启用","启用","启用","启用","启用","启用","启用","启用","启用","启用","启用","启用","启用","启用","启用","启用","启用"]
["City",{"$nulls":11},"SuZhou","SuZhou","SuZhou","SuZhou","SuZhou","SuZhou","SuZhou","SuZhou","SuZhou","SuZhou","SuZhou","SuZhou","SuZhou","SuZhou","SuZhou","SuZhou","SuZhou","SuZhou","SuZhou","SuZhou","SuZhou","SuZhou","SuZhou","SuZhou","SuZhou","SuZhou","SuZhou","SuZhou","SuZhou","SuZhou","SuZhou","SuZhou","SuZhou","SuZhou","SuZhou","SuZhou","SuZhou","SuZhou","SuZhou","SuZhou","SuZhou","SuZhou","SuZhou","SuZhou","SuZhou","SuZhou","SuZhou","SuZhou","SuZhou","SuZhou","SuZhou","SuZhou"]
["isBareMachine",{"$nulls":11},"否","否","否","否","否","否","否","否","否","否","否","否","否","否","否","否","否","否","否","否","否","否","否","否","否","否","否","否","否","否","否","否","否","否","否","否","否","否","否","否","否","否","否","否","否","否","否","否","否","否","否","否"]
["mapperIpn"]
["Name","VCode","IPN","Status","ChineseDescription","EnglishDescription","Remark","RegionType","ApplicableCountries","InapplicableCountries","ChinaCategory","shipAddress","D860LAB","D860VET","D800LAB","D800VET","D760VET","D750VET","D700VET","V70VET","V70LAB","D700LAB","D600LAB","D650LAB","D650VET","G55VET","D550VET","G50 VET","M55VET","D500VET","E35VET","X35VET","D350VET","E30 VET","X5VET","D300VET","E20VET","X3VET","X2VET","D200VET","D100PVET","E10 VET","X1VET","D100VET","D10VET","D10LAB","D10LAB Pro","D8VET","VINNO 8 LAB","D6VET","D6LAB","VINNO 6 VET","VINNO 6  LAB","D5VET","VINNO 5VET","VINNO 3VET","D3VET","D2VET","D1VET","OEM-SonoRad V60 VET","OEM-Sonorad V40 VET","OEM-Sonorad V20 VET","OEM-Sonorad V9 VET","OEM-Sonorad K40 VET"]
["Main Unit"]
["VINNO D860VET-G2-5P-23.8-海外主机","V10511",9000889,"启用","VINNO D860VET","VINNO D860VET-G2-5P-23.8-Main Unit",null,"海外/国内","ALL",null,1,"Suzhou","-","X","-","-","-","-","-","-","-","-","-","-","-","-","-","-","-","-","-","-","-","-","-","-","-","-","-","-","-","-","-","-","-","-","-","-","-","-","-","-","-","-","-","-","-","-","-","-","-","-","-","-"]
["VINNO D860VET-G0-5P-21.5-海外主机","V10511",9000710,"停用","VINNO D860VET","VINNO D860VET-G0-5P-21.5-Main Unit",null,"海外/国内","ALL",null,1,"Suzhou","-","X","-","-","-","-","-","-","-","-","-","-","-","-","-","-","-","-","-","-","-","-","-","-","-","-","-","-","-","-","-","-","-","-","-","-","-","-","-","-","-","-","-","-","-","-","-","-","-","-","-","-"]
["VINNO D860LAB-G2-5P-23.8-海外主机","V10680",9000890,"启用","VINNO D860LAB","VINNO D860LAB-G2-5P-23.8-Main Unit",null,"海外/国内","ALL",null,1,"Suzhou","X","-","-","-","-","-","-","-","-","-","-","-","-","-","-","-","-","-","-","-","-","-","-","-","-","-","-","-","-","-","-","-","-","-","-","-","-","-","-","-","-","-","-","-","-","-","-","-","-","-","-","-"]
["VINNO D800LAB-G2-5P-21.5-海外主机","V10679",9000888,"启用","VINNO D800LAB","VINNO D800LAB-G2-5P-21.5-Main Unit",null,"海外/国内","ALL",null,1,"Suzhou","-","-","X","-","-","-","-","-","-","-","-","-","-","-","-","-","-","-","-","-","-","-","-","-","-","-","-","-","-","-","-","-","-","-","-","-","-","-","-","-","-","-","-","-","-","-","-","-","-","-","-","-"]
["VINNO D800VET-G2-5P-21.5-海外主机","V10510",9000887,"启用","VINNO D800VET","VINNO D800VET-G2-5P-21.5-Main Unit",null,"海外/国内","ALL",null,1,"Suzhou","-","-","-","X","-","-","-","-","-","-","-","-","-","-","-","-","-","-","-","-","-","-","-","-","-","-","-","-","-","-","-","-","-","-","-","-","-","-","-","-","-","-","-","-","-","-","-","-","-","-","-","-"]
["VINNO D800VET-G1-5P-21.5-海外主机","V10510",9000709,"停用","VINNO D800VET","VINNO D800VET-G1-5P-21.5-Main Unit",null,"海外/国内","ALL",null,1,"Suzhou","-","-","-","X","-","-","-","-","-","-","-","-","-","-","-","-","-","-","-","-","-","-","-","-","-","-","-","-","-","-","-","-","-","-","-","-","-","-","-","-","-","-","-","-","-","-","-","-","-","-","-","-"]
["VINNO D760VET-G2-5P-21.5-海外主机","V10877",9001031,"停用","VINNO D760VET","VINNO D760VET-G2-5P-21.5-Main Unit",null,"海外/国内","ALL",null,1,"Suzhou","-","-","-","-","X","-","-","-","-","-","-","-","-","-","-","-","-","-","-","-","-","-","-","-","-","-","-","-","-","-","-","-","-","-","-","-","-","-","-","-","-","-","-","-","-","-","-","-","-","-","-","-"]
["VINNO D700VET-G2-4P-21.5-海外主机","V10368",9000885,"启用","VINNO D700VET","VINNO D700VET-G2-4P-21.5-Main Unit",null,"海外/国内","ALL",null,1,"Suzhou","-","-","-","-","-","-","X","-","-","-","-","-","-","-","-","-","-","-","-","-","-","-","-","-","-","-","-","-","-","-","-","-","-","-","-","-","-","-","-","-","-","-","-","-","-","-","-","-","-","-","-","-"]
["VINNO D700VET-G1-4P-21.5-海外主机","V10368",9000577,"停用","VINNO D700VET","VINNO D700VET-G1-4P-21.5-Main Unit",null,"海外/国内","ALL",null,1,"Suzhou","-","-","-","-","-","-","X","-","-","-","-","-","-","-","-","-","-","-","-","-","-","-","-","-","-","-","-","-","-","-","-","-","-","-","-","-","-","-","-","-","-","-","-","-","-","-","-","-","-","-","-","-"]
["VINNO D700LAB-G1-4P-21.5-海外主机","V10378",9000580,"停用","VINNO D700LAB","VINNO D700LAB-G1-4P-21.5-Main Unit",null,"海外/国内","ALL",null,1,"Suzhou","-","-","-","-","-","-","-","-","-","X","-","-","-","-","-","-","-","-","-","-","-","-","-","-","-","-","-","-","-","-","-","-","-","-","-","-","-","-","-","-","-","-","-","-","-","-","-","-","-","-","-","-"]
["VINNO D700LAB-G2-4P-21.5-海外主机","V10378",9000886,"启用","VINNO D700LAB","VINNO D700LAB-G2-4P-21.5-Main Unit",null,"海外/国内","ALL",null,1,"Suzhou","-","-","-","-","-","-","-","-","-","X","-","-","-","-","-","-","-","-","-","-","-","-","-","-","-","-","-","-","-","-","-","-","-","-","-","-","-","-","-","-","-","-","-","-","-","-","-","-","-","-","-","-"]
["VINNO D700LAB-G1-5P-21.5-海外主机","V10603",9000839,"停用","VINNO D700LAB","VINNO D700LAB-G1-5P-21.5-Main Unit",null,"海外/国内","ALL",null,1,"Suzhou","-","-","-","-","-","-","-","-","-","X","-","-","-","-","-","-","-","-","-","-","-","-","-","-","-","-","-","-","-","-","-","-","-","-","-","-","-","-","-","-","-","-","-","-","-","-","-","-","-","-","-","-"]
["VINNO D700 VET-4P-21.5-DSP主机","V10204","9000321","停用","VINNO D700 VET ","VINNO D700VET-4P-21.5 Main Unit",null,"海外/国内","ALL",null,1,"Suzhou","-","-","-","-","-","-","X","-","-","-","-","-","-","-","-","-","-","-","-","-","-","-","-","-","-","-","-","-","-","-","-","-","-","-","-","-","-","-","-","-","-","-","-","-","-","-","-","-","-","-","-","-"]
["VINNO D650VET-G1-4P-21.5-海外主机","V10512",9000711,"停用","VINNO D650VET","VINNO D650VET-G1-4P-21.5-Main Unit",null,"海外/国内","ALL",null,1,"Suzhou","-","-","-","-","-","-","-","-","-","-","-","-","X","-","-","-","-","-","-","-","-","-","-","-","-","-","-","-","-","-","-","-","-","-","-","-","-","-","-","-","-","-","-","-","-","-","-","-","-","-","-","-"]
["VINNO D650VET-G2-4P-21.5-海外主机","V10512",9000882,"启用","VINNO D650VET","VINNO D650VET-G2-4P-21.5-Main Unit",null,"海外/国内","ALL",null,1,"Suzhou","-","-","-","-","-","-","-","-","-","-","-","-","X","-","-","-","-","-","-","-","-","-","-","-","-","-","-","-","-","-","-","-","-","-","-","-","-","-","-","-","-","-","-","-","-","-","-","-","-","-","-","-"]
["VINNO D650VET-G1-5P-21.5-海外主机","V10619",9000855,"停用","VINNO D650VET","VINNO D650VET-G1-5P-21.5-Main Unit",null,"海外/国内","ALL",null,1,"Suzhou","-","-","-","-","-","-","-","-","-","-","-","-","X","-","-","-","-","-","-","-","-","-","-","-","-","-","-","-","-","-","-","-","-","-","-","-","-","-","-","-","-","-","-","-","-","-","-","-","-","-","-","-"]
["VINNO D650VET-G2-5P-21.5-海外主机","V10619",9000883,"启用","VINNO D650VET","VINNO D650VET-G2-5P-21.5-Main Unit",null,"海外/国内","ALL",null,1,"Suzhou","-","-","-","-","-","-","-","-","-","-","-","-","X","-","-","-","-","-","-","-","-","-","-","-","-","-","-","-","-","-","-","-","-","-","-","-","-","-","-","-","-","-","-","-","-","-","-","-","-","-","-","-"]
["VINNO D650LAB-G2-5P-21.5-海外主机","V10678",9000884,"启用","VINNO D650LAB","VINNO D650LAB-G2-5P-21.5-Main Unit",null,"海外/国内","ALL",null,1,"Suzhou","-","-","-","-","-","-","-","-","-","-","-","X","-","-","-","-","-","-","-","-","-","-","-","-","-","-","-","-","-","-","-","-","-","-","-","-","-","-","-","-","-","-","-","-","-","-","-","-","-","-","-","-"]
["VINNO D600LAB-G2-5P-21.5主机","V10915",9001067,"未发布","VINNO D600LAB","VINNO D600LAB-G2-5P-21.5-Main Unit",null,"海外/国内","ALL",null,1,"Suzhou",{"$nulls":10},"X"]
["D90-5P-23.8-15.6 VET主机","V10884",9001038,"未发布","VINNO D90VET","D90-5P-23.8-15.6 VET-Main Unit",null,"海外/国内","ALL",null,1,"Suzhou"]
["D80-5P-23.8-15.6 VET主机","V10885","9001039","未发布","VINNO D80VET","D80-5P-23.8-15.6 VET-Main Unit",null,"海外/国内","ALL",null,1,"Suzhou"]
["D80-5P-21.5-13.3 VET主机","V10886","9001040","未发布","VINNO D80VET","D80-5P-21.5-13.3 VET-Main Unit",null,"海外/国内","ALL",null,1,"Suzhou"]
["D70-5P-21.5-13.3 VET主机","V10887","9001041","未发布","VINNO D70VET","D70-5P-21.5-13.3 VET-Main Unit",null,"海外/国内","ALL",null,1,"Suzhou"]
["D70-5P-23.8-15.6 VET主机","V10888","9001042","未发布","VINNO D70VET","D70-5P-23.8-15.6 VET-Main Unit",null,"海外/国内","ALL",null,1,"Suzhou"]
["VINNO D550 ARM-4P-21.5-TEE VET主机","V10258",9000419,"启用","VINNO D550VET","VINNO D550 ARM-4P-21.5-TEE VET Main Unit",null,"海外/国内","ALL",null,1,"Suzhou","-","-","-","-","-","-","-","-","-","-","-","-","-","-","X","-","-","-","-","-","-","-","-","-","-","-","-","-","-","-","-","-","-","-","-","-","-","-","-","-","-","-","-","-","-","-","-","-","-","-","-","-"]
["VINNO D550 4P-21.5-TEE VET主机","V10583",9000812,"停用","VINNO D550 VET ","VINNO D550VET 4P-21.5-TEE  Main Unit",null,"海外/国内","ALL",null,1,"Suzhou","-","-","-","-","-","-","-","-","-","-","-","-","-","-","X","-","-","-","-","-","-","-","-","-","-","-","-","-","-","-","-","-","-","-","-","-","-","-","-","-","-","-","-","-","-","-","-","-","-","-","-","-"]
[" VINNO D500 ARM-4P VET system主机","V10532",9000738,"启用","VINNO D500 VET ","VINNO D500-4P-18.5 VET Main Unit",null,"海外/国内","ALL",null,1,"Suzhou","-","-","-","-","-","-","-","-","-","-","-","-","-","-","-","-","-","X","-","-","-","-","-","-","-","-","-","-","-","-","-","-","-","-","-","-","-","-","-","-","-","-","-","-","-","-","-","-","-","-","-","-"]
["VINNO D500 VET system主机","V10203",9000320,"停用","VINNO D500 VET ","VINNO D500-3P-18.5 VET Main Unit",null,"海外/国内","ALL",null,1,"Suzhou","-","-","-","-","-","-","-","-","-","-","-","-","-","-","-","-","-","X","-","-","-","-","-","-","-","-","-","-","-","-","-","-","-","-","-","-","-","-","-","-","-","-","-","-","-","-","-","-","-","-","-","-"]
["VINNO D500-3P-18.5 VET 主机","V10203",9000359,"停用","VINNO D500 VET ","VINNO D500-3P-18.5 VET Main Unit",null,"海外/国内","ALL",null,1,"Suzhou","-","-","-","-","-","-","-","-","-","-","-","-","-","-","-","-","-","X","-","-","-","-","-","-","-","-","-","-","-","-","-","-","-","-","-","-","-","-","-","-","-","-","-","-","-","-","-","-","-","-","-","-"]
["VINNO D350VET-4P-21.5 主机","V10495","9000694","启用","VINNO D350VET","VINNO D350VET-4P-21.5 Main Unit",null,"海外/国内","ALL",null,1,"Suzhou","-","-","-","-","-","-","-","-","-","-","-","-","-","-","-","-","-","-","-","-","X","-","-","-","-","-","-","-","-","-","-","-","-","-","-","-","-","-","-","-","-","-","-","-","-","-","-","-","-","-","-","-"]
["VINNO D300-3P-18.5 VET 主机","V10202","9000319","停用","VINNO D300 VET ","VINNO D300-3P-18.5 VET Main Unit",null,"海外/国内","ALL",null,1,"Suzhou","-","-","-","-","-","-","-","-","-","-","-","-","-","-","-","-","-","-","-","-","-","-","-","X","-","-","-","-","-","-","-","-","-","-","-","-","-","-","-","-","-","-","-","-","-","-","-","-","-","-","-","-"]
["VINNO D300-3P-21.5 VET 主机","V10305",9000508,"启用","VINNO D300 VET ","VINNO D300-3P-21.5 VET Main Unit",null,"海外/国内","ALL",null,1,"Suzhou","-","-","-","-","-","-","-","-","-","-","-","-","-","-","-","-","-","-","-","-","-","-","-","X","-","-","-","-","-","-","-","-","-","-","-","-","-","-","-","-","-","-","-","-","-","-","-","-","-","-","-","-"]
["VINNO D300-4P-21.5 VET 主机","V10306",9000509,"启用","VINNO D300 VET ","VINNO D300-4P-21.5 VET Main Unit",null,"海外/国内","ALL",null,1,"Suzhou","-","-","-","-",null,"-",{"$nulls":7},"-","-","-","-","-","-","-","-","-","-","X","-","-","-","-","-","-","-","-","-","-","-","-","-","-","-","-","-","-","-","-","-","-","-",null,"-","-","-","-"]
["VINNO D200 VET System主机","V10579",9000808,"未发布","VINNO D200 VET ","VINNO D200-3P-18.5 VET Main Unit",null,"海外/国内","ALL",null,1,"Suzhou","-","-","-","-","-","-","-","-","-","-","-","-","-","-","-","-","-","-","-","-","-","-","-","-","-","-","-","X","-","-","-","-","-","-","-","-","-","-","-","-","-","-","-","-","-","-","-","-","-","-","-","-"]
["VINNO D100P-3P-18.5VET 主机","V10499","9000698","启用","VINNO D100P","VINNO D100P-3P-18.5VET Main Unit",null,"海外/国内","ALL",null,1,"Suzhou","-","-","-","-","-","-","-","-","-","-","-","-","-","-","-","-","-","-","-","-","-","-","-","-","-","-","-","-","X","-","-","-","-","-","-","-","-","-","-","-","-","-","-","-","-","-","-","-","-","-","-","-"]
["VINNO D100-3P-18.5 VET 主机","V10201","9000318","启用","VINNO D100 VET ","VINNO D100-3P-18.5 VET Main Unit",null,"海外/国内","ALL",null,1,"Suzhou","-","-","-","-","-","-","-","-","-","-","-","-","-","-","-","-","-","-","-","-","-","-","-","-","-","-","-","-","-","-","-","X","-","-","-","-","-","-","-","-","-","-","-","-","-","-","-","-","-","-","-","-"]
["VINNO D100-4P VET system主机","V10946",9001114,"未发布","VINNO D100 VET ","VINNO D100-4P-18.5 VET Main Unit",null,"海外/国内","ALL",null,1,"Suzhou","-","-","-","-","-","-","-","-","-","-","-","-","-","-","-","-","-","-","-","-","-","-","-","-","-","-","-","-","-","-","-","X","-","-","-","-","-","-","-","-","-","-","-","-","-","-","-","-","-","-","-","-"]
["VINNO D10 VET主机","V10880","9001034","启用","VINNO D10 VET ","VINNO D10 VET Main Unit",null,"海外/国内","ALL",null,1,"Suzhou",{"$nulls":32},"X","-","-","-","-","-","-","-","-","-","-","-","-","-","-","-","-","-","-","-"]
["VINNO D10 LAB主机","V10881","9001035","启用","VINNO D10 LAB ","VINNO D10 LAB Main Unit",null,"海外/国内","ALL",null,1,"Suzhou",{"$nulls":32},"-","X","-","-","-","-","-","-","-","-","-","-","-","-","-","-","-","-","-","-"]
["VINNO D10LAB Pro主机","V10916",9001068,"启用","VINNO D10 LAB Pro","VINNO D10 LAB Pro Main Unit",null,"国内","CN",null,1,"Suzhou",{"$nulls":32},"-","-","X","-","-","-","-","-","-","-","-","-","-","-","-","-","-","-","-","-"]
["VINNO D8 VET主机","V10485",9000684,"启用","VINNO D8VET ","VINNO D8 VET Main Unit",null,"海外/国内","ALL",null,1,"Suzhou","-","-","-","-","-","-","-","-","-","-","-","-","-","-","-","-","-","-","-","-","-","-","-","-","-","-","-","-","-","-","-","-","-","-","-","X","-","-","-","-","-","-","-","-","-","-","-","-","-","-","-","-"]
["VINNO 8 LAB主机","V10827",9000997,"启用","VINNO 8 LAB","VINNO 8 LAB Main Unit",null,"海外/国内","ALL",null,1,"Suzhou","-","-","-","-","-","-","-","-","-","-","-","-","-","-","-","-","-","-","-","-","-","-","-","-","-","-","-","-","-","-","-","-","-","-","-","-","X","-","-","-","-","-","-","-","-","-","-","-","-","-","-","-"]
["VINNO D6 VET主机","V10205","9000322","启用","VINNO D6 VET ","VINNO D6 VET Main Unit",null,"海外/国内","ALL",null,1,"Suzhou","-","-","-","-","-","-","-","-","-","-","-","-","-","-","-","-","-","-","-","-","-","-","-","-","-","-","-","-","-","-","-","-","-","-","-","-","-","X","-","-","-","-","-","-","-","-","-","-","-","-","-","-"]
["VINNO D6 LAB主机","V10193","9000327","启用","VINNO D6 LAB ","VINNO D6 LAB Main Unit",null,"海外/国内","ALL",null,1,"Suzhou","-","-","-","-","-","-","-","-","-","-","-","-","-","-","-","-","-","-","-","-","-","-","-","-","-","-","-","-","-","-","-","-","-","-","-","-","-","-","X","-","-","-","-","-","-","-","-","-","-","-","-","-"]
["VINNO D5 VET主机","V10206","9000323","启用","VINNO D5 VET ","VINNO D5 VET Main Unit",null,"海外/国内","ALL",null,1,"Suzhou","-","-","-","-","-","-","-","-","-","-","-","-","-","-","-","-","-","-","-","-","-","-","-","-","-","-","-","-","-","-","-","-","-","-","-","-","-","-","-","-","-","X","-","-","-","-","-","-","-","-","-","-"]
[{"$nulls":11},"Suzhou",{"$nulls":44},"-","-","-"]
["VINNO 70VET -4P-21.5 主机","V10195","9000303","停用","VINNO 70VET ","VINNO 70VET -4P-21.5 Main Unit",null,"国内","CN",null,1,"Suzhou","-","-","-","-","-","-","-","X","-","-","-","-","-","-","-","-","-","-","-","-","-","-","-","-","-","-","-","-","-","-","-","-","-","-","-","-","-","-","-","-","-","-","-","-","-","-","-","-","-","-","-","-"]
["VINNO 70LAB -4P-21.5  主机","V10194","9000302","停用","VINNO 70LAB ","VINNO 70LAB -4P-21.5  Main Unit",null,"国内","CN",null,1,"Suzhou","-","-","-","-","-","-","-","-","X","-","-","-","-","-","-","-","-","-","-","-","-","-","-","-","-","-","-","-","-","-","-","-","-","-","-","-","-","-","-","-","-","-","-","-","-","-","-","-","-","-","-","-"]
["VINNO G55VET -3P-18.5 主机","V10159","9000234","停用","VINNO G55VET ","VINNO G55VET -3P-18.5 Main Unit",null,"海外/国内","ALL",null,1,"Suzhou","-","-","-","-","-","-","-","-","-","-","-","-","-","X","-","-","-","-","-","-","-","-","-","-","-","-","-","-","-","-","-","-","-","-","-","-","-","-","-","-","-","-","-","-","-","-","-","-","-","-","-","-"]
["VINNO G50VET -3P-18.5  主机","V10051","9000139","停用","VINNO G50  VET ","VINNO G50VET -3P-18.5  Main Unit",null,"海外/国内","ALL",null,1,"Suzhou","-","-","-","-","-","-","-","-","-","-","-","-","-","-","-","X","-","-","-","-","-","-","-","-","-","-","-","-","-","-","-","-","-","-","-","-","-","-","-","-","-","-","-","-","-","-","-","-","-","-","-","-"]
["VINNO M55VET -3P-18.5 主机","V10160","9000235","停用","VINNO M55VET ","VINNO M55VET -3P-18.5 Main Unit",null,"海外/国内","ALL",null,1,"Suzhou","-","-","-","-","-","-","-","-","-","-","-","-","-","-","-","-","X","-","-","-","-","-","-","-","-","-","-","-","-","-","-","-","-","-","-","-","-","-","-","-","-","-","-","-","-","-","-","-","-","-","-","-"]
["VINNO E35VET -3P-18.5 主机","V10161","9000236","启用","VINNO E35VET ","VINNO E35VET -3P-18.5 Main Unit",null,"海外/国内","ALL",null,1,"Suzhou","-","-","-","-","-","-","-","-","-","-","-","-","-","-","-","-","-","-","X","-","-","-","-","-","-","-","-","-","-","-","-","-","-","-","-","-","-","-","-","-","-","-","-","-","-","-","-","-","-","-","-","-"]
["VINNO X35VET -3P-18.5 主机","V10162","9000237","启用","VINNO X35VET ","VINNO X35VET -3P-18.5 Main Unit",null,"海外/国内","ALL",null,1,"Suzhou","-","-","-","-","-","-","-","-","-","-","-","-","-","-","-","-","-","-","-","X","-","-","-","-","-","-","-","-","-","-","-","-","-","-","-","-","-","-","-","-","-","-","-","-","-","-","-","-","-","-","-","-"]
["VINNO E30VET -3P-18.5  主机","V10037","9000140","启用","VINNO E30  VET ","VINNO E30VET -3P-18.5  Main Unit",null,"海外/国内","ALL",null,1,"Suzhou","-","-","-","-","-","-","-","-","-","-","-","-","-","-","-","-","-","-","-","-","-","X","-","-","-","-","-","-","-","-","-","-","-","-","-","-","-","-","-","-","-","-","-","-","-","-","-","-","-","-","-","-"]
["VINNO X5VET-3P-18.5  主机","V10052","9000088","启用","VINNO X5VET ","VINNO X5VET-3P-18.5  Main Unit",null,"海外/国内","ALL",null,1,"Suzhou","-","-","-","-","-","-","-","-","-","-","-","-","-","-","-","-","-","-","-","-","-","-","X","-","-","-","-","-","-","-","-","-","-","-","-","-","-","-","-","-","-","-","-","-","-","-","-","-","-","-","-","-"]
["VINNO E20VET-3P-18.5  主机","V10040","9000066","启用","VINNO E20VET","VINNO E20VET-3P-18.5  Main Unit",null,"海外/国内","ALL",null,1,"Suzhou","-","-","-","-","-","-","-","-","-","-","-","-","-","-","-","-","-","-","-","-","-","-","-","-","X","-","-","-","-","-","-","-","-","-","-","-","-","-","-","-","-","-","-","-","-","-","-","-","-","-","-","-"]
["VINNO E20VET-3P-21.5  主机","V10216",9000353,"启用","VINNO E20VET","VINNO E20VET-3P-21.5  Main Unit",null,"海外/国内","ALL",null,1,"Suzhou","-","-","-","-","-","-","-","-","-","-","-","-","-","-","-","-","-","-","-","-","-","-","-","-","X","-","-","-","-","-","-","-","-","-","-","-","-","-","-","-","-","-","-","-","-","-","-","-","-","-","-","-"]
["VINNO E20-4P-21.5  VET主机","V10859",9001013,"停用","VINNO E20VET","VINNO E20VET-4P-21.5  Main Unit",null,"海外/国内","ALL",null,1,"Suzhou","-","-","-","-","-","-","-","-","-","-","-","-","-","-","-","-","-","-","-","-","-","-","-","-","X","-","-","-","-","-","-","-","-","-","-","-","-","-","-","-","-","-","-","-","-","-","-","-","-","-","-","-"]
["VINNO X3VET-3P-18.5  主机","V10053","9000089","启用","VINNO X3VET ","VINNO X3VET-3P-18.5  Main Unit",null,"海外/国内","ALL",null,1,"Suzhou","-","-","-","-","-","-","-","-","-","-","-","-","-","-","-","-","-","-","-","-","-","-","-","-","-","X","-","-","-","-","-","-","-","-","-","-","-","-","-","-","-","-","-","-","-","-","-","-","-","-","-","-"]
["VINNO X2VET -3P-18.5 主机","V10054","9000090","启用","VINNO X2VET ","VINNO X2VET -3P-18.5 Main Unit",null,"海外/国内","ALL",null,1,"Suzhou","-","-","-","-","-","-","-","-","-","-","-","-","-","-","-","-","-","-","-","-","-","-","-","-","-","-","X","-","-","-","-","-","-","-","-","-","-","-","-","-","-","-","-","-","-","-","-","-","-","-","-","-"]
["VINNO X2 -4P-21.5 VET主机","V10862",9001016,"停用","VINNO X2VET","VINNO X2VET -4P-21.5 Main Unit",null,"海外/国内","ALL",null,1,"Suzhou","-","-","-","-","-","-","-","-","-","-","-","-","-","-","-","-","-","-","-","-","-","-","-","-","-","-","X","-","-","-","-","-","-","-","-","-","-","-","-","-","-","-","-","-","-","-","-","-","-","-","-","-"]
["VINNO E10VET-3P-18.5 主机","V10111","9000208","启用","VINNO E10VET","VINNO E10  VET-3P-18.5  Main Unit",null,"海外/国内","ALL",null,1,"Suzhou","-","-","-","-","-","-","-","-","-","-","-","-","-","-","-","-","-","-","-","-","-","-","-","-","-","-","-","-","-","X","-","-","-","-","-","-","-","-","-","-","-","-","-","-","-","-","-","-","-","-","-","-"]
["VINNO E10-3P-21.5 VET主机","V10860",9001014,"停用","VINNO E10VET","VINNO E10VET-3P-21.5  Main Unit",null,"海外/国内","ALL",null,1,"Suzhou","-","-","-","-","-","-","-","-","-","-","-","-","-","-","-","-","-","-","-","-","-","-","-","-","-","-","-","-","-","X","-","-","-","-","-","-","-","-","-","-","-","-","-","-","-","-","-","-","-","-","-","-"]
["VINNO X1VET-3P-15.6 主机","V10055","9000313","启用","VINNO X1Vet ","VINNO X1VET-3P-15.6 Main Unit",null,"海外/国内","ALL",null,1,"Suzhou","-","-","-","-","-","-","-","-","-","-","-","-","-","-","-","-","-","-","-","-","-","-","-","-","-","-","-","-","-","-","X","-","-","-","-","-","-","-","-","-","-","-","-","-","-","-","-","-","-","-","-","-"]
["VINNO X1-3P-18.5 VET主机","V10861",9001015,"停用","VINNO X1Vet ","VINNO X1VET-3P-18.5 Main Unit",null,"海外/国内","ALL",null,1,"Suzhou","-","-","-","-","-","-","-","-","-","-","-","-","-","-","-","-","-","-","-","-","-","-","-","-","-","-","-","-","-","-","X","-","-","-","-","-","-","-","-","-","-","-","-","-","-","-","-","-","-","-","-","-"]
["VINNO6＿VET国际版主机","V10038","9000072","启用","VINNO 6VET ","VINNO 6VET Main Unit",null,"海外/国内","ALL",null,1,"Suzhou","-","-","-","-","-","-","-","-","-","-","-","-","-","-","-","-","-","-","-","-","-","-","-","-","-","-","-","-","-","-","-","-","-","-","-","-","-","-","-","X","-","-","-","-","-","-","-","-","-","-","-","-"]
["VINNO6 LAB主机","V10193","9000301","启用","VINNO6 LAB","VINNO6 LAB Main Unit",null,"海外/国内","ALL",null,1,"Suzhou","-","-","-","-","-","-","-","-","-","-","-","-","-","-","-","-","-","-","-","-","-","-","-","-","-","-","-","-","-","-","-","-","-","-","-","-","-","-","-","-","X","-","-","-","-","-","-","-","-","-","-","-"]
["VINNO 6 TEE LAB主机","V10582",9000811,"启用","VINNO6 LAB","VINNO6 LAB TEE Main Unit",null,"海外/国内","ALL",null,1,"Suzhou","-","-","-","-","-","-","-","-","-","-","-","-","-","-","-","-","-","-","-","-","-","-","-","-","-","-","-","-","-","-","-","-","-","-","-","-","-","-","-","-","X","-","-","-","-","-","-","-","-","-","-","-"]
["VINNO V5 VET_LC主机","V10039","9000290","启用","VINNO 5VET ","VINNO 5VET Main Unit",null,"海外/国内","ALL",null,1,"Suzhou","-","-","-","-","-","-","-","-","-","-","-","-","-","-","-","-","-","-","-","-","-","-","-","-","-","-","-","-","-","-","-","-","-","-","-","-","-","-","-","-","-","-","X","-","-","-","-","-","-","-","-","-"]
["VINNO V3 VET主机","V10188","9000291","启用","VINNO 3VET ","VINNO 3VET Main Unit",null,"海外/国内","ALL",null,1,"Suzhou","-","-","-","-","-","-","-","-","-","-","-","-","-","-","-","-","-","-","-","-","-","-","-","-","-","-","-","-","-","-","-","-","-","-","-","-","-","-","-","-","-","-","-","X","-","-","-","-","-","-","-","-"]
["VINNO D3 VET system主机","V10207","9000324","启用","VINNO D3VET ","VINNO D3VET Main Unit",null,"海外/国内","ALL",null,1,"Suzhou","-","-","-","-","-","-","-","-","-","-","-","-","-","-","-","-","-","-","-","-","-","-","-","-","-","-","-","-","-","-","-","-","-","-","-","-","-","-","-","-","-","-","-","-","X","-","-","-","-","-","-","-"]
["VINNO D2 VET system 主机","V10227",9000355,"启用","VINNO  D2VET ","VINNO  D2VET Main Unit",null,"海外/国内","ALL",null,1,"Suzhou","-","-","-","-","-","-","-","-","-","-","-","-","-","-","-","-","-","-","-","-","-","-","-","-","-","-","-","-","-","-","-","-","-","-","-","-","-","-","-","-","-","-","-","-","-","X","-","-","-","-","-","-"]
["VINNO D1 VET主机","V10918",9001070,"启用","VINNO D1VET ","VINNO D1 VET Main Unit",null,"海外/国内","ALL",null,1,"Suzhou","-","-","-","-","-","-","-","-","-","-","-","-","-","-","-","-","-","-","-","-","-","-","-","-","-","-","-","-","-","-","-","-","-","-","-","-","-","-","-","-","-","-","-","-","-","-","X","-","-","-","-","-"]
[]
["OEM-SonoRad V60 VET（D650）","V40075",2000486,"启用","OEM-SonoRad V60 VET主机套件","OEM-SonoRad V60 VET Main Unit",null,"海外","IN ",null,1,"Suzhou","-","-","-","-","-","-","-","-","-","-","-","-","-","-","-","-","-","-","-","-","-","-","-","-","-","-","-","-","-","-","-","-","-","-","-","-","-","-","-","-","-","-","-","-","-","-","-","X"]
["OEM-Sonorad V40 VET(D300)","V30822",2000482,"启用","OEM-Sonorad V40-4P-21.5 VET主机套件","OEM-Sonorad V40-4P-21.5 VET Main Unit",null,"海外","IN ",null,1,"Suzhou","-","-","-","-","-","-","-","-","-","-","-","-","-","-","-","-","-","-","-","-","-","-","-","-","-","-","-","-","-","-","-","-","-","-","-","-","-","-","-","-","-","-","-","-","-","-","-","-","X","-","-","-"]
["OEM-Sonorad V20 VET(D100)","V30820",2000480,"启用","OEM-Sonorad V20-3P-18.5 VET主机套件","OEM-Sonorad V20-3P-18.5 VET Main Unit",null,"海外","IN ",null,1,"Suzhou","-","-","-","-","-","-","-","-","-","-","-","-","-","-","-","-","-","-","-","-","-","-","-","-","-","-","-","-","-","-","-","-","-","-","-","-","-","-","-","-","-","-","-","-","-","-","-","-","-","X","-","-"]
["OEM-SonoRad V9 Premium VET（D100P）","V30818",2000478,"启用","OEM-SonoRad V9 Premium-3P-18.5 VET主机套件","OEM-SonoRad V9 Premium-3P-18.5 VET  Main Unit",null,"海外","IN ",null,1,"Suzhou","-","-","-","-","-","-","-","-","-","-","-","-","-","-","-","-","-","-","-","-","-","-","-","-","-","-","-","-","-","-","-","-","-","-","-","-","-","-","-","-","-","-","-","-","-","-","-","-","-","-","X","-"]
["OEM-SonoRad K40 VET（D6）","V30816",2000476,"启用","OEM-SonoRad K40 VET主机套件","OEM-SonoRad K40 VET Main Unit",null,"海外","IN ",null,1,"Suzhou","-","-","-","-","-","-","-","-","-","-","-","-","-","-","-","-","-","-","-","-","-","-","-","-","-","-","-","-","-","-","-","-","-","-","-","-","-","-","-","-","-","-","-","-","-","-","-","-","-","-","-","X"]
[]
[]
["Power cable(select one)"]
["国标交流电源线","V30001",3200038,"启用","国标交流电源线","AC Power Cord CHN (only for China)",null,"国内","CN",null,1,"Suzhou","X","X","X","X","X","X","X","X","X","X","X","X","X","X","X","X","X","X","X","X","X","X","X","X","X","X","X","X","X","X","X","X","X","X","X","X","X","X","X","X","X","X","X","X","X","X","X","X","X","X","X","X"]
["国标交流电源线3m","V30633",3202039,"启用","国标交流电源线","AC Power Cord CHN",null,"国内","CN",null,1,"Suzhou","-","-","-","-","-","-","-","-","-","-","-","-","-","-","-","-","-","-","-","-","-","-","-","-","-","-","-","-","-","-","-","-","O","O","O","O","O","O","O","O","O","O","O","O","-","-","-","-","-","-","-","O"]
["欧标交流电源线","V30002",3200238,"启用","欧标交流电源线","AC Power Cord EU",null,"海外","ALL",null,1,"Suzhou","X","X","X","X","X","X","X","X","X","X","X","X","X","X","X","X","X","X","X","X","X","X","X","X","X","X","X","X","X","X","X","X","X","X","X","X","X","X","X","X","X","X","X","X","X","X","X","X","X","X","X","X"]
["印度小南非插头交流电源线","V30003",3200243,"启用","印度小南非插头交流电源线","AC Power Cord IND",null,"海外","ALL",null,1,"Suzhou","O","O","O","O","O","O","O","O","O","O","O","O","O","O","O","O","O","O","O","O","O","O","O","O","O","O","O","O","O","O","O","O","O","O","O","O","O","O","O","O","O","O","O","O","O","O","O","O","O","O","O","O"]
["大南非插头交流电源线","V30004",3200239,"启用","大南非插头交流电源线","AC Power Cord RSA",null,"海外","ALL",null,1,"Suzhou","O","O","O","O","O","O","O","O","O","O","O","O","O","O","O","O","O","O","O","O","O","O","O","O","O","O","O","O","O","O","O","O","O","O","O","O","O","O","O","O","O","O","O","O","O","O","O","O","O","O","O","O"]
["英标交流电源线","V30005",3200241,"启用","英标交流电源线","AC Power Cord UK",null,"海外","ALL",null,1,"Suzhou","O","O","O","O","O","O","O","O","O","O","O","O","O","O","O","O","O","O","O","O","O","O","O","O","O","O","O","O","O","O","O","O","O","O","O","O","O","O","O","O","O","O","O","O","O","O","O","O","O","O","O","O"]
["巴西交流电源线","V30006",3200240,"启用","巴西交流电源线","AC Power Cord BRA",null,"海外","ALL",null,1,"Suzhou","O","O","O","O","O","O","O","O","O","O","O","O","O","O","O","O","O","O","O","O","O","O","O","O","O","O","O","O","O","O","O","O","O","O","O","O","O","O","O","O","O","O","O","O","O","O","O","O","O","O","O","O"]
["丹麦交流电源线","V30202",3200242,"启用","丹麦交流电源线","AC Power Cord DMK",null,"海外","ALL",null,1,"Suzhou","O","O","O","O","O","O","O","O","O","O","O","O","O","O","O","O","O","O","O","O","O","O","O","O","O","O","O","O","O","O","O","O","O","O","O","O","O","O","O","O","O","O","O","O","O","O","O","O","O","O","O","O"]
["阿根廷交流电源线","V30204",3200810,"启用","阿根廷交流电源线","AC Power Cord ARG",null,"海外","ALL",null,1,"Suzhou","O","O","O","O","O","O","O","O","O","O","O","O","O","O","O","O","O","O","O","O","O","O","O","O","O","O","O","O","O","O","O","O","O","O","O","O","O","O","O","O","O","O","O","O","O","O","O","O","O","O","O","O"]
["澳大利亚交流线","V30203",3200803,"启用","澳大利亚交流线","AC Power Cord AUS",null,"海外","ALL",null,1,"Suzhou","O","O","O","O","O","O","O","O","O","O","O","O","O","O","O","O","O","O","O","O","O","O","O","O","O","O","O","O","O","O","O","O","O","O","O","O","O","O","O","O","O","O","O","O","O","O","O","O","O","O","O","O"]
["美标交流电源线（用于美国和加拿大）","V30117",3200553,"启用","美标交流电源线（用于美国和加拿大）","AC Power Cord USA",null,"海外","US/CA",null,1,"Suzhou","O","O","O","O","O","O","O","O","O","O","O","O","O","O","O","O","O","O","O","O","O","O","O","O","O","O","O","O","O","O","O","O","O","O","O","O","O","O","O","O","O","O","O","O","O","O","O","O","O","O","O","O"]
["美标交流电源线（美国和加拿大不用）","V30401",3201254,"启用","美标交流电源线（美国和加拿大不用）","AC Power Cord USA",null,"海外","ALL",null,1,"Suzhou","O","O","O","O","O","O","O","O","O","O","O","O","O","O","O","O","O","O","O","O","O","O","O","O","O","O","O","O","O","O","O","O","O","O","O","O","O","O","O","O","O","O","O","O","O","O","O","O","O","O","O","O"]
[]
["User Manual(select one)"]
["VINNO D800VET Basic User Manual_EN","V30646",8000573,"启用","VINNO D800VET 英文版基本用户手册","VINNO D800VET Basic User Manual_EN",null,"海外","ALL",null,1,"Suzhou","-","-","X","X","-","-","-","-","-","-","-","-","-","-","-","-","-","-","-","-","-","-","-","-","-","-","-","-","-","-","-","-","-","-","-","-","-","-","-","-","-","-","-","-","-","-","-","-","-","-","-","-"]
["VINNO D700VET Basic User Manual_EN","V30377",8000345,"启用","VINNO D700VET 英文版基本用户手册","VINNO D700VET Basic User Manual_EN",null,"海外","ALL",null,1,"Suzhou","-","-","-","-","X","-","X","-","-","X","X","X","X","-","-","-","-","-","-","-","-","-","-","-","-","-","-","-","-","-","-","-","-","-","-","-","-","-","-","-","-","-","-","-","-","-","-","-","-","-","-","-"]
["VINNO D700VET Basic User Manual_DE","V30434",8000433,"启用","VINNO D700VET 德语版基本用户手册","VINNO D700VET Basic User Manual_DE",null,"海外","ALL",null,1,"Suzhou","-","-","-","-","-","-","O","O","O","O","O","O","O","-","-","-","-","-","-","-","-","-","-","-","-","-","-","-","-","-","-","-","-","-","-","-","-","-","-","-","-","-","-","-","-","-","-","-","-","-","-","-"]
["VINNO D650VET Basic User Manual_DE","V30577",8000559,"启用","VINNO D650VET 德语版基本用户手册","VINNO D650VET Basic User Manual_DE",null,"海外","ALL",null,1,"Suzhou","O","O","O","O","-","-","-","-","-","-","-","-","-","-","-","-","-","-","-","-","-","-","-","-","-","-","-","-","-","-","-","-","-","-","-","-","-","-","-","-","-","-","-","-","-","-","-","-","-","-","-","-"]
["VINNO R series VET Basic User Manual_ES","V30838",8000603,"未发布","VINNO R系列VET 西班牙语基本用户手册","VINNO R Series VET Basic User Manual_ES",null,"海外","ALL",null,1,"Suzhou",{"$nulls":4},"-"]
["VINNO R series VET Basic User Manual_PT","V30839",8000607,"未发布","VINNO R系列VET 葡萄牙语基本用户手册","VINNO R Series VET Basic User Manual_PT",null,"海外","ALL",null,1,"Suzhou",{"$nulls":4},"-"]
["VINNO D550VET Basic User Manual_DE","V30426",8000423,"启用","VINNO D550VET 德语版基本用户手册","VINNO D550VET Basic User Manual_DE",null,"海外","ALL",null,1,"Suzhou","-","-","-","-","-","-","-","-","-","-","-","-","-","-","O","-","-","-","-","-","-","-","-","-","-","-","-","-","-","-","-","-","-","-","-","-","-","-","-","-","-","-","-","-","-","-","-","-","-","-","-","-"]
["VINNO D550VET Basic User Manual_EN","V30427",8000424,"启用","VINNO D550VET 英文版基本用户手册","VINNO D550VET Basic User Manual_EN",null,"海外","ALL",null,1,"Suzhou","-","-","-","-","-","-","-","-","-","-","-","-","-","-","X","-","-","-","-","-","-","-","-","-","-","-","-","-","-","-","-","-","-","-","-","-","-","-","-","-","-","-","-","-","-","-","-","-","-","-","-","-"]
["VINNO D500VET Basic User Manual_EN","V30376",8000344,"启用","VINNO D500VET 英文版基本用户手册","VINNO D500VET Basic User Manual_EN",null,"海外","ALL",null,1,"Suzhou","-","-","-","-","-","-","-","-","-","-","-","-","-","-","-","-","-","X","-","-","-","-","-","-","-","-","-","-","-","-","-","-","-","-","-","-","-","-","-","-","-","-","-","-","-","-","-","-","-","-","-","-"]
["VINNO D350 VET Basic User Manual EN","V30574",8000512,"启用","VINNO D350VET 英文版基本用户手册","VINNO D350 VET Basic User Manual EN",null,"海外","ALL",null,1,"Suzhou","-","-","-","-","-","-","-","-","-","-","-","-","-","-","-","-","-","-","X","-","X","-","-","-","-","-","-","-","-","-","-","-","-","-","-","-","-","-","-","-","-","-","-","-","-","-","-","-","-","-","-","-"]
["VINNO D350VET Basic User Manual_DE","V30568",8000554,"启用","VINNO D350VET 德语版基本用户手册","VINNO D350VET Basic User Manual_DE",null,"海外","ALL",null,1,"Suzhou","-","-","-","-","-","-","-","-","-","-","-","-","-","-","-","-","-","-","O","-","O","-","-","-","-","-","-","-","-","-","-","-","-","-","-","-","-","-","-","-","-","-","-","-","-","-","-","-","-","-","-","-"]
["VINNO D300VET Basic User Manual_EN","V30375",8000343,"启用","VINNO D300VET 英文版基本用户手册","VINNO D300VET Basic User Manual_EN",null,"海外","ALL",null,1,"Suzhou","-","-","-","-","-","-","-","-","-","-","-","-","-","-","-","-","-","-","-","-","-","-","-","X","-","-","-","-","-","-","-","-","-","-","-","-","-","-","-","-","-","-","-","-","-","-","-","-","-","-","-","-"]
["VINNO D100P VET Basic User Manual EN","V30573",8000511,"启用","VINNO D100P VET 英文版基本用户手册","VINNO D100P VET Basic User Manual EN",null,"海外","ALL",null,1,"Suzhou","-","-","-","-","-","-","-","-","-","-","-","-","-","-","-","-","-","-","-","-","-","-","-","-","-","-","-","-","X","-","-","-","-","-","-","-","-","-","-","-","-","-","-","-","-","-","-","-","-","-","-","-"]
["VINNO D100VET Basic User Manual_EN","V30374",8000342,"启用","VINNO D100VET 英文版基本用户手册","VINNO D100VET Basic User Manual_EN",null,"海外","ALL",null,1,"Suzhou","-","-","-","-","-","-","-","-","-","-","-","-","-","-","-","-","-","-","-","-","-","-","-","-","-","-","-","-","-","-","-","X","-","-","-","-","-","-","-","-","-","-","-","-","-","-","-","-","-","-","-","-"]
["VINNO D10VET/LAB Basic User Manual_EN","V30812",8000629,"启用","VINNO D10VET/LAB 英文版基本用户手册","VINNO D10VET/LAB Basic User Manual_EN",null,"海外","ALL",null,1,"Suzhou","-","-","-","-","-","-","-","-","-","-","-","-","-","-","-","-","-","-","-","-","-","-","-","-","-","-","-","-","-","-","-","-","X","X","X","-","-","-","-","-","-","-","-","-","-","-","-","-","-","-","-","-"]
["VINNO D8VET Basic User Manual_EN","V30570",8000502,"启用","VINNO D8VET 英文版基本用户手册","VINNO D8VET Basic User Manual_EN",null,"海外","ALL",null,1,"Suzhou","-","-","-","-","-","-","-","-","-","-","-","-","-","-","-","-","-","-","-","-","-","-","-","-","-","-","-","-","-","-","-","-","-","-","-","X","X","-","-","-","-","-","-","-","-","-","-","-","-","-","-","-"]
["VINNO D8VET Basic User Manual_DE","V30576",8000503,"启用","VINNO D8VET 德语版基本用户手册","VINNO D8VET Basic User Manual_DE",null,"海外","ALL",null,1,"Suzhou","-","-","-","-","-","-","-","-","-","-","-","-","-","-","-","-","-","-","-","-","-","-","-","-","-","-","-","-","-","-","-","-","-","-","-","X","X","-","-","-","-","-","-","-","-","-","-","-","-","-","-","-"]
["VINNO D6 VET Basic User Manual_EN","V30379",8000347,"启用","VINNO D6 VET 英文版基本用户手册","VINNO D6 VET Basic User Manual_EN",null,"海外","ALL",null,1,"Suzhou","-","-","-","-","-","-","-","-","-","-","-","-","-","-","-","-","-","-","-","-","-","-","-","-","-","-","-","-","-","-","-","-","-","-","-","-","-","X","X","-","-","-","-","-","-","-","-","-","-","-","-","-"]
["VINNO D6VET Basic User Manual_DE","V30436",8000435,"启用","VINNO D6 VET 德语版基本用户手册","VINNO D6VET Basic User Manual_DE",null,"海外","ALL",null,1,"Suzhou","-","-","-","-","-","-","-","-","-","-","-","-","-","-","-","-","-","-","-","-","-","-","-","-","-","-","-","-","-","-","-","-","-","-","-","-","-","O","O","-","-","-","-","-","-","-","-","-","-","-","-","-"]
["VINNO D5 VET Basic User Manual_EN","V30378",8000346,"启用","VINNO D5 VET 英文版基本用户手册","VINNO D5 VET Basic User Manual_EN",null,"海外","ALL",null,1,"Suzhou","-","-","-","-","-","-","-","-","-","-","-","-","-","-","-","-","-","-","-","-","-","-","-","-","-","-","-","-","-","-","-","-","-","-","-","-","-","-","-","-","-","X","-","-","-","-","-","-","-","-","-","-"]
["VINNO D5VET Basic User Manual_DE","V30435",8000434,"启用","VINNO D5 VET 德语版基本用户手册","VINNO D5VET Basic User Manual_DE",null,"海外","ALL",null,1,"Suzhou","-","-","-","-","-","-","-","-","-","-","-","-","-","-","-","-","-","-","-","-","-","-","-","-","-","-","-","-","-","-","-","-","-","-","-","-","-","-","-","-","-","O","-","-","-","-","-","-","-","-","-","-"]
["VINNO D3VET_D2VET Basic User Manual_EN ","V30395",8000381,"启用","VINNO D3VET_D2VET英文版基本用户手册","VINNO D3VET_D2VET Basic User Manual_EN ",null,"海外","ALL",null,1,"Suzhou","-","-","-","-","-","-","-","-","-","-","-","-","-","-","-","-","-","-","-","-","-","-","-","-","-","-","-","-","-","-","-","-","-","-","-","-","-","-","-","-","-","-","-","-","X","X","-","-","-","-","-","-"]
["VINNO D3VET_D2VET Basic User Manual_DE ","V30438",8000439,"启用","VINNO D3VET_D2VET德语版基本用户手册","VINNO D3VET_D2VET Basic User Manual_DE ",null,"海外","ALL",null,1,"Suzhou","-","-","-","-","-","-","-","-","-","-","-","-","-","-","-","-","-","-","-","-","-","-","-","-","-","-","-","-","-","-","-","-","-","-","-","-","-","-","-","-","-","-","-","-","O","O","-","-","-","-","-","-"]
["VINNO D3VET_D2VET Basic User Manual_PT-BR","V30556",8000531,"启用","VINNO D3VET_D2VET葡萄牙语版基本用户手册","VINNO D3VET_D2VET Basic User Manual_PT-BR",null,"海外","ALL",null,1,"Suzhou","-","-","-","-","-","-","-","-","-","-","-","-","-","-","-","-","-","-","-","-","-","-","-","-","-","-","-","-","-","-","-","-","-","-","-","-","-","-","-","-","-","-","-","-","O","O","-","-","-","-","-","-"]
["VINNO A Series VET Basic User Manual_ES ","V30772",8000625,"启用","VINNO A Series VET 西班牙语基本用户手册","VINNO A Series VET Basic User Manual_ES ",null,"海外","ALL",null,1,"Suzhou","-","-","-","-","-","-","-","-","-","-","-","-","-","-","-","-","-","-","-","-","-","-","-","-","-","-","-","-","-","-","-","-","-","-","-","-","-","-","-","-","-","-","-","-","O","O","O","-","-","-","-","-"]
["VINNO D1 VET Basic User Manual_EN","V30859",8000670,"启用","VINNO D1VET英文版基本用户手册","VINNO D1 VET Basic User Manual_EN",null,"海外","ALL",null,1,"Suzhou","-","-","-","-","-","-","-","-","-","-","-","-","-","-","-","-","-","-","-","-","-","-","-","-","-","-","-","-","-","-","-","-","-","-","-","-","-","-","-","-","-","-","-","-","-","-","X","-","-","-","-","-","-"]
["portable Quick Guide_EN","V30370",8000354,"启用","portable快速操作指南手册海外版","portable Quick Guide_EN",null,"海外","ALL",null,1,"Suzhou","-","-","-","-","-","-","-","-","-","-","-","-","-","-","-","-","-","-","-","-","-","-","-","-","-","-","-","-","-","-","-","-","-","-","-","-","-","O","O","O","O","O","O","O","-","-","-","-","-","-","-","-"]
["portable Quick Guide_DE","V30373",8000360,"启用","portable快速操作指南手册海外版（德语）","portable Quick Guide_DE",null,"海外","ALL",null,1,"Suzhou","-","-","-","-","-","-","-","-","-","-","-","-","-","-","-","-","-","-","-","-","-","-","-","-","-","-","-","-","-","-","-","-","-","-","-","-","-","O","O","O","O","O","O","O","-","-","-","-","-","-","-","-"]
[{"$nulls":60},"-","-","-","-"]
["VINNO D860LAB 中文版基本用户手册","V30694",8000601,"启用","VINNO D860LAB 中文版基本用户手册","VINNO D860LAB VET Basic User Manual_CN ",null,"国内","ALL",null,1,"Suzhou","X","-","-","-","-","-","-","-","-","-","-","-","-","-","-","-","-","-","-","-","-","-","-","-","-","-","-","-","-","-","-","-","-","-","-","-","-","-","-","-","-","-","-","-","-","-","-","-","-","-","-","-"]
["VINNO D700VET 中文版基本用户手册","V30383",8000351,"启用","VINNO D700VET 中文版基本用户手册","VINNO D700VET Basic User Manual_CN (only for China)",null,"国内","ALL",null,1,"Suzhou","-","-","-","-","X","-","X","-","-","X","X","X","X","-","-","-","-","-","-","-","-","-","-","-","-","-","-","-","-","-","-","-","-","-","-","-","-","-","-","-","-","-","-","-","-","-","-","X","-","-","-","-"]
["VINNO D800VET 中文版基本用户手册","V30560",8000544,"启用","VINNO D800VET 中文版基本用户手册","VINNO D800VET Basic User Manual_CN (only for China)",null,"国内","ALL",null,1,"Suzhou","-","-","X","X","-","-","-","-","-","-","-","-","-","-","-","-","-","-","-","-","-","-","-","-","-","-","-","-","-","-","-","-","-","-","-","-","-","-","-","-","-","-","-","-","-","-","-","-","-","-","-","-"]
["VINNO D500VET 中文版基本用户手册","V30382",8000350,"启用","VINNO D500VET 中文版基本用户手册","VINNO D500VET Basic User Manual_CN (only for China)",null,"国内","ALL",null,1,"Suzhou","-","-","-","-","-","-","-","-","-","-","-","-","-","-","X","-","-","X","-","-","-","-","-","-","-","-","-","-","-","-","-","-","-","-","-","-","-","-","-","-","-","-","-","-","-","-","-","-","-","-","-","-"]
["VINNO D350VET 中文版基本用户手册","V30572",8000510,"启用","VINNO D350VET 中文版基本用户手册","VINNO D350 VET Basic User Manual zh_CN",null,"国内","ALL",null,1,"Suzhou","-","-","-","-","-","-","-","-","-","-","-","-","-","-","-","-","-","-","-","-","X","-","-","-","-","-","-","-","-","-","-","-","-","-","-","-","-","-","-","-","-","-","-","-","-","-","-","-","-","-","-","-"]
["VINNO D300VET 中文版基本用户手册","V30381",8000349,"启用","VINNO D300VET 中文版基本用户手册","VINNO D300VET Basic User Manual_CN (only for China)",null,"国内","ALL",null,1,"Suzhou","-","-","-","-","-","-","-","-","-","-","-","-","-","-","-","-","-","-","-","-","-","-","-","X","-","-","-","-","-","-","-","-","-","-","-","-","-","-","-","-","-","-","-","-","-","-","-","-","-","-","-","-"]
["VINNO D100P VET 中文版基本用户手册","V30571",8000509,"启用","VINNO D100P VET 中文版基本用户手册","VINNO D100P VET Basic User Manual zh_CN",null,"国内","ALL",null,1,"Suzhou","-","-","-","-","-","-","-","-","-","-","-","-","-","-","-","-","-","-","-","-","-","-","-","-","-","-","-","-","X","-","-","-","-","-","-","-","-","-","-","-","-","-","-","-","-","-","-","-","-","-","-","-"]
["VINNO D100VET 中文版基本用户手册","V30380",8000348,"启用","VINNO D100VET 中文版基本用户手册","VINNO D100VET Basic User Manual_CN (only for China)",null,"国内","ALL",null,1,"Suzhou","-","-","-","-","-","-","-","-","-","-","-","-","-","-","-","-","-","-","-","-","-","-","-","-","-","-","-","-","-","-","-","X","-","-","-","-","-","-","-","-","-","-","-","-","-","-","-","-","-","-","-","-"]
["VINNO D10 series 中文版基本用户手册","V30858",8000660,"启用","VINNO D10 series 中文版基本用户手册","VINNO D10VET series Basic User Manual_CN ",null,"国内","ALL",null,1,"Suzhou","-","-","-","-","-","-","-","-","-","-","-","-","-","-","-","-","-","-","-","-","-","-","-","-","-","-","-","-","-","-","-","-","X","X","X","-","-","-","-","-","-","-","-","-","-","-","-","-","-","-","-","-"]
["VINNO D8VET 中文版基本用户手册","V30569",8000501,"启用","VINNO D8VET 中文版基本用户手册","VINNO D8VET Basic User Manual_zh-CN",null,"国内","ALL",null,1,"Suzhou","-","-","-","-","-","-","-","-","-","-","-","-","-","-","-","-","-","-","-","-","-","-","-","-","-","-","-","-","-","-","-","-","-","-","-","X","X","-","-","-","-","-","-","-","-","-","-","-","-","-","-","-"]
["VINNO D6 VET 中文版基本用户手册","V30385",8000353,"启用","VINNO D6 VET 中文版基本用户手册","VINNO D6 VET Basic User Manual_CN (only for China)",null,"国内","ALL",null,1,"Suzhou","-","-","-","-","-","-","-","-","-","-","-","-","-","-","-","-","-","-","-","-","-","-","-","-","-","-","-","-","-","-","-","-","-","-","-","-","-","X","X","-","-","-","-","-","-","-","-","-","-","-","-","-"]
["VINNO D5 VET 中文版基本用户手册","V30384",8000352,"启用","VINNO D5 VET 中文版基本用户手册","VINNO D5 VET Basic User Manual_CN (only for China)",null,"国内","ALL",null,1,"Suzhou","-","-","-","-","-","-","-","-","-","-","-","-","-","-","-","-","-","-","-","-","-","-","-","-","-","-","-","-","-","-","-","-","-","-","-","-","-","-","-","-","-","X","-","-","-","-","-","-","-","-","-","-"]
["VINNO D3VET_D2VET 中文版基本用户手册","V30396",8000382,"启用","VINNO D3VET_D2VET 中文版基本用户手册","VINNO D3VET_D2VET Basic User Manual_ZH-CN ",null,"国内","ALL",null,1,"Suzhou","-","-","-","-","-","-","-","-","-","-","-","-","-","-","-","-","-","-","-","-","-","-","-","-","-","-","-","-","-","-","-","-","-","-","-","-","-","-","-","-","-","-","-","-","X","X","-","-","-","-","-","-"]
["VINNO 70_VINNO 70LAB_VINNO G80 中文基本用户手册","V30320",8000317,"启用","VINNO 70_VINNO 70LAB_VINNO G80 中文基本用户手册","VINNO 70_VINNO 70LAB_VINNO G80 Basic User Manual ZH_CN",null,"国内","ALL",null,1,"Suzhou","-","-","-","-","-","-","-","X","X","-","-","-","-","-","-","-","-","-","-","-","-","-","-","-","-","-","-","-","-","-","-","-","-","-","-","-","-","-","-","-","-","-","-","-","-","-","-","-","-","-","-","-"]
["VINNO G50VET 中文基本用户手册","V30295",8000267,"启用","VINNO G50VET 中文基本用户手册","VINNO G50VET Basic User Manual ZH_CN",null,"国内","ALL",null,1,"Suzhou","-","-","-","-","-","-","-","-","-","-","-","-","-","-","-","X","-","-","-","-","-","-","-","-","-","-","-","-","-","-","-","-","-","-","-","-","-","-","-","-","-","-","-","-","-","-","-","-","-","-","-","-"]
["VINNO E30_X5VET 中文基本用户手册","V30294",8000266,"启用","VINNO E30_X5VET 中文基本用户手册","VINNO E30_X5VET Basic User Manual ZH_CN",null,"国内","ALL",null,1,"Suzhou","-","-","-","-","-","-","-","-","-","-","-","-","-","-","-","-","-","-","-","-","-","X","X","-","-","-","-","-","-","-","-","-","-","-","-","-","-","-","-","-","-","-","-","-","-","-","-","-","-","-","-","-"]
["VINNO E20_X3VET 中文基本用户手册","V30293",8000265,"启用","VINNO E20_X3VET 中文基本用户手册","VINNO E20_X3VET Basic User Manual ZH_CN",null,"国内","ALL",null,1,"Suzhou","-","-","-","-","-","-","-","-","-","-","-","-","-","-","-","-","-","-","-","-","-","-","-","-","X","X","-","-","-","-","-","-","-","-","-","-","-","-","-","-","-","-","-","-","-","-","-","-","-","-","-","-"]
["VINNO E10_X2_X3VET 中文基本用户手册","V30292",8000264,"启用","VINNO E10_X2_X3VET 中文基本用户手册","VINNO E10_X2_X3VET Basic User Manual ZH_CN",null,"国内","ALL",null,1,"Suzhou","-","-","-","-","-","-","-","-","-","-","-","-","-","-","-","-","-","-","-","-","-","-","-","-","-","-","X","-","-","X","X","-","-","-","-","-","-","-","-","-","-","-","-","-","-","-","-","-","-","-","-","-"]
["VINNO 6_VINNO 6LAB 中文基本用户手册","V30297",8000269,"启用","VINNO 6_VINNO 6LAB 中文基本用户手册","VINNO 6_VINNO 6LAB Basic User Manual ZH_CN",null,"国内","ALL",null,1,"Suzhou","-","-","-","-","-","-","-","-","-","-","-","-","-","-","-","-","-","-","-","-","-","-","-","-","-","-","-","-","-","-","-","-","-","-","-","-","-","-","-","X","X","-","-","-","-","-","-","-","-","-","-","-"]
["VINNO 5VET 中文基本用户手册","V30296",8000268,"启用","VINNO 5VET 中文基本用户手册","VINNO 5VET Basic User Manual ZH_CN",null,"国内","ALL",null,1,"Suzhou","-","-","-","-","-","-","-","-","-","-","-","-","-","-","-","-","-","-","-","-","-","-","-","-","-","-","-","-","-","-","-","-","-","-","-","-","-","-","-","-","-","-","X","-","-","-","-","-","-","-","-","-"]
["VINNO 3VET 中文基本用户手册","V30314",8000311,"启用","VINNO 3VET 中文基本用户手册","VINNO 3VET Basic User Manual ZH_CN",null,"国内","ALL",null,1,"Suzhou","-","-","-","-","-","-","-","-","-","-","-","-","-","-","-","-","-","-","-","-","-","-","-","-","-","-","-","-","-","-","-","-","-","-","-","-","-","-","-","-","-","-","-","X","-","-","-","-","-","-","-","-"]
["VINNO E3-8T TEE Probe 中文基本用户手册 ","V30632",8000545,"未发布","VINNO E3-8T TEE Probe 中文基本用户手册 ","VINNO E3-8T TEE Probe Basic User Manual_ZH-CN",null,"国内","CN",null,1,"Suzhou","-","-","-","-","-","-","-","-","-","-","-","-","-","-","X","-","-","-","-","-","-","-","-","-","-","-","-","-","-","-","-","-","-","-","-","-","-","X","-","-","X","-","-","-","-","-","-","-","-","-","-","-"]
[]
["VINNO G80_D860_D700_D800_D650_D700LAB_70_70LAB Basic User Manual_RU_VET","V30795",8000582,"启用","VINNO G86VET系列俄语基本用户手册","VINNO G80_D860_D700_D800_D650_D700LAB_70_70LAB Basic User Manual_RU_VET",null,"海外","ALL",null,1,"Suzhou","O","O","O","O",null,"O","O","O","O","O","O","O","O",{"$nulls":19},"-","-","-",{"$nulls":9},"-","-","-","-","-","-","-","-"]
["VINNO G50_M55_D550_D500 Basic User Manual_RU_VET ","V30796",8000583,"启用","VINNO G55VET系列俄语基本用户手册","VINNO G50_M55_D550_D500 Basic User Manual_RU_VET ",null,"海外","ALL",null,1,"Suzhou",{"$nulls":13},"O","O","O","O","O",{"$nulls":14},"-","-","-",{"$nulls":9},"-","-","-","-","-","-","-","-"]
["VINNO E35_E30_X35_X5_D350_D300 Basic User Manual_RU_VET","V30798",8000585,"启用","VINNO E35VET系列俄语基本用户手册","VINNO E35_E30_X35_X5_D350_D300 Basic User Manual_RU_VET",null,"海外","ALL",null,1,"Suzhou",{"$nulls":18},"O","O","O","O","O","O",{"$nulls":8},"-","-","-",{"$nulls":9},"-","-","-","-","-","-","-","-"]
["VINNO E20_E10_X2_X1_D100_D100P_D200 Basic User Manual_RU_VET ","V30799",8000586,"启用","VINNO E20VET系列俄语基本用户手册","VINNO E20_E10_X2_X1_D100_D100P_D200 Basic User Manual_RU_VET ",null,"海外","ALL",null,1,"Suzhou",{"$nulls":24},"O","O","O","O","O","O","O","O","-","-","-",{"$nulls":9},"-","-","-","-","-","-","-","-"]
["VINNO D8_D6_D5_6_D6LAB_6LAB Basic User Manual_RU_VET","V30797",8000584,"启用","VINNO D8VET系列俄语基本用户手册","VINNO D8_D6_D5_6_D6LAB_6LAB Basic User Manual_RU_VET",null,"海外","ALL",null,1,"Suzhou",{"$nulls":32},"-","-","-","O","O","O","O","O","O","O","O","O","-","-","-","-","-","-","-","-"]
["VINNO D3_D2 Basic User Manual_RU_VET","V30800",8000587,"启用","VINNO D3_D2VET 俄语基本用户手册","VINNO D3_D2 Basic User Manual_RU_VET",null,"海外","ALL",null,1,"Suzhou",{"$nulls":32},"-","-","-",{"$nulls":9},"O","O","-",null,"-","-","-","-"]
["VINNO G50VET Basic User Manual EN","V30201",8000188,"启用","G50VET英文基本用户手册","VINNO G50VET Basic User Manual EN",null,"海外","ALL",null,1,"Suzhou","-","-","-","-","-","-","-","-","-","-","-","-","-","-","-","X","-","-","-","-","-","-","-","-","-","-","-","-","-","-","-","-","-","-","-","-","-","-","-","-","-","-","-","-","-","-","-","-","-","-","-","-"]
["VINNO G50VET Basic User Manual ES","V30309",8000278,"启用","G50VET西班牙语基本用户手册","VINNO G50VET Basic User Manual ES",null,"海外","ALL",null,1,"Suzhou","-","-","-","-","-","-","-","-","-","-","-","-","-","-","-","O","-","-","-","-","-","-","-","-","-","-","-","-","-","-","-","-","-","-","-","-","-","-","-","-","-","-","-","-","-","-","-","-","-","-","-","-"]
["VINNO E35VET Basic User Manual_DE","V30431",8000430,"停用","E35VET德文基本用户手册","VINNO E35VET Basic User Manual_DE",null,"海外","ALL",null,1,"Suzhou","-","-","-","-","-","-","-","-","-","-","-","-","-","-","-","-","-","-","-","-","-","-","-","-","-","-","-","-","-","-","-","-","-","-","-","-","-","-","-","-","-","-","-","-","-","-","-","-","-","-","-","-"]
["VINNO E30_X5 VET Basic User Manual EN","V30200",8000141,"启用","E30_X5VET英文基本用户手册","VINNO E30_X5 VET Basic User Manual EN",null,"海外","ALL",null,1,"Suzhou","-","-","-","-","-","-","-","-","-","-","-","-","-","-","-","-","-","-","-","-","-","X","X","-","-","-","-","-","-","-","-","-","-","-","-","-","-","-","-","-","-","-","-","-","-","-","-","-","-","-","-","-"]
["VINNO E30_X5 VET Basic User Manual ES","V30308",8000277,"启用","E30_X5VET西班牙语基本用户手册","VINNO E30_X5 VET Basic User Manual ES",null,"海外","ALL",null,1,"Suzhou","-","-","-","-","-","-","-","-","-","-","-","-","-","-","-","-","-","-","-","-","-","O","O","-","-","-","-","-","-","-","-","-","-","-","-","-","-","-","-","-","-","-","-","-","-","-","-","-","-","-","-","-"]
["VINNO E20_X3 VET Basic User Manual EN","V30199",8000140,"启用","E20_X3VET英文基本用户手册","VINNO E20_X3 VET Basic User Manual EN",null,"海外","ALL",null,1,"Suzhou","-","-","-","-","-","-","-","-","-","-","-","-","-","-","-","-","-","-","-","-","-","-","-","-","X","X","-","-","-","-","-","-","-","-","-","-","-","-","-","-","-","-","-","-","-","-","-","-","-","-","-","-"]
["VINNO E20_X3 VET Basic User Manual ES","V30306",8000275,"启用","E20_X3VET西班牙语基本用户手册","VINNO E20_X3 VET Basic User Manual ES",null,"海外","ALL",null,1,"Suzhou","-","-","-","-","-","-","-","-","-","-","-","-","-","-","-","-","-","-","-","-","-","-","-","-","O","O","-","-","-","-","-","-","-","-","-","-","-","-","-","-","-","-","-","-","-","-","-","-","-","-","-","-"]
["VINNO E20_X3VET Basic User Manual_DE","V30432",8000431,"启用","E20_X3VET德语基本用户手册","VINNO E20VET Basic User Manual_DE",null,"海外","ALL",null,1,"Suzhou","-","-","-","-","-","-","-","-","-","-","-","-","-","-","-","-","-","-","-","-","-","-","-","-","O","O","-","-","-","-","-","-","-","-","-","-","-","-","-","-","-","-","-","-","-","-","-","-","-","-","-","-"]
["VINNO E10VET_E20VET Basic User Manual_RU","V30647",8000529,"停用","E10VET_E20VET 俄语基本用户手册","VINNO E10VET_E20VET Basic User Manual_RU",null,"海外","ALL",null,1,"Suzhou","-","-","-","-","-","-","-","-","-","-","-","-","-","-","-","-","-","-","-","-","-","-","-","-","O","O","O","-","-","O","O","-","-","-","-","-","-","-","-","-","-","-","-","-","-","-","-","-","-","-","-","-"]
["VINNO E10_X2_X1 VET Basic User Manual EN","V30198",8000139,"启用","E10_X2_X1 VET英文基本用户手册","VINNO E10_X2_X1 VET Basic User Manual EN",null,"海外","ALL",null,1,"Suzhou","-","-","-","-","-","-","-","-","-","-","-","-","-","-","-","-","-","-","-","-","-","-","-","-","-","-","X","-","-","X","X","-","-","-","-","-","-","-","-","-","-","-","-","-","-","-","-","-","-","-","-","-"]
["VINNO E10_X2_X1 VET Basic User Manual DE","V30248",8000224,"启用","E10_X2_X1 VET德语基本用户手册","VINNO E10_X2_X1 VET Basic User Manual DE",null,"海外","ALL",null,1,"Suzhou","-","-","-","-","-","-","-","-","-","-","-","-","-","-","-","-","-","-","-","-","-","-","-","-","-","-","O","-","-","O","O","-","-","-","-","-","-","-","-","-","-","-","-","-","-","-","-","-","-","-","-","-"]
["VINNO E10_X2_X1 VET Basic User Manual ES","V30307",8000276,"启用","E10_X2_X1 VET西班牙语基本用户手册","VINNO E10_X2_X1 VET Basic User Manual ES",null,"海外","ALL",null,1,"Suzhou","-","-","-","-","-","-","-","-","-","-","-","-","-","-","-","-","-","-","-","-","-","-","-","-","-","-","O","-","-","O","O","-","-","-","-","-","-","-","-","-","-","-","-","-","-","-","-","-","-","-","-","-"]
["VINNO E10VET_E20VET Basic User Manual PT-BR","V30557",8000532,"启用","E10_E20 VET葡萄牙语基本用户手册","VINNO E10VET_E20VET Basic User Manual PT-BR",null,"海外","ALL",null,1,"Suzhou","-","-","-","-","-","-","-","-","-","-","-","-","-","-","-","-","-","-","-","-","-","-","-","-","O","-","-","-","-","O","-","-","-","-","-","-","-","-","-","-","-","-","-","-","-","-","-","-","-","-","-","-"]
["VINNO 6 VET Basic User Manual EN","V30197",8000138,"启用","V6VET英文基本用户手册","VINNO 6 VET Basic User Manual EN",null,"海外","ALL",null,1,"Suzhou","-","-","-","-","-","-","-","-","-","-","-","-","-","-","-","-","-","-","-","-","-","-","-","-","-","-","-","-","-","-","-","-","-","-","-","-","-","-","-","X","-","-","-","-","-","-","-","-","-","-","-","-"]
["VINNO 6 VET Basic User Manual ES","V30304",8000273,"启用","V6VET西班牙语基本用户手册","VINNO 6 VET Basic User Manual ES",null,"海外","ALL",null,1,"Suzhou","-","-","-","-","-","-","-","-","-","-","-","-","-","-","-","-","-","-","-","-","-","-","-","-","-","-","-","-","-","-","-","-","-","-","-","-","-","O","O","O","O","-","-","-","-","-","-","-","-","-","-","-"]
["VINNO 6VET Basic User Manual_DE","V30433",8000432,"启用","V6VET德语基本用户手册","VINNO 6VET Basic User Manual_DE",null,"海外","ALL",null,1,"Suzhou","-","-","-","-","-","-","-","-","-","-","-","-","-","-","-","-","-","-","-","-","-","-","-","-","-","-","-","-","-","-","-","-","-","-","-","-","-","O","O","O","O","-","-","-","-","-","-","-","-","-","-","-"]
["VINNO D6VET_D6LAB_D5VET Basic User Manual_PT-BR","V30555",8000530,"启用","VINNO D6VET_D6LAB_D5VET 葡萄牙语基本用户手册","VINNO D6VET_D6LAB_D5VET Basic User Manual_PT-BR",null,"海外","ALL",null,1,"Suzhou","-","-","-","-","-","-","-","-","-","-","-","-","-","-","-","-","-","-","-","-","-","-","-","-","-","-","-","-","-","-","-","-","-","-","-","-","-","O","O","O","O","O","-","-","-","-","-","-","-","-","-","-"]
["VINNO 5 VET Basic User Manual EN","V30196",8000137,"启用","V5VET英文基本用户手册","VINNO 5 VET Basic User Manual EN",null,"海外","ALL",null,1,"Suzhou","-","-","-","-","-","-","-","-","-","-","-","-","-","-","-","-","-","-","-","-","-","-","-","-","-","-","-","-","-","-","-","-","-","-","-","-","-","-","-","-","-","-","X","-","-","-","-","-","-","-","-","-"]
["VINNO 5 VET Basic User Manual DE","V30247",8000223,"启用","V5VET德语基本用户手册","VINNO 5 VET Basic User Manual DE",null,"海外","ALL",null,1,"Suzhou","-","-","-","-","-","-","-","-","-","-","-","-","-","-","-","-","-","-","-","-","-","-","-","-","-","-","-","-","-","-","-","-","-","-","-","-","-","-","-","-","-","O","O","-","-","-","-","-","-","-","-","-"]
["VINNO 5 VET Basic User Manual ES","V30305",8000274,"启用","V5VET西班牙语基本用户手册","VINNO 5 VET Basic User Manual ES",null,"海外","ALL",null,1,"Suzhou","-","-","-","-","-","-","-","-","-","-","-","-","-","-","-","-","-","-","-","-","-","-","-","-","-","-","-","-","-","-","-","-","-","-","-","-","-","-","-","-","-","O","O","-","-","-","-","-","-","-","-","-"]
["VINNO 3 VET Basic User Manual EN","V30317",8000314,"启用","V3VET英文基本用户手册","VINNO 3 VET Basic User Manual EN",null,"海外","ALL",null,1,"Suzhou","-","-","-","-","-","-","-","-","-","-","-","-","-","-","-","-","-","-","-","-","-","-","-","-","-","-","-","-","-","-","-","-","-","-","-","-","-","-","-","-","-","-","-","X","-","-","-","-","-","-","-","-"]
["VINNO 3 VET Basic User Manual DE","V30316",8000313,"启用","V3VET德语基本用户手册","VINNO 3 VET Basic User Manual DE",null,"海外","ALL",null,1,"Suzhou","-","-","-","-","-","-","-","-","-","-","-","-","-","-","-","-","-","-","-","-","-","-","-","-","-","-","-","-","-","-","-","-","-","-","-","-","-","-","-","-","-","-","-","O","-","-","-","-","-","-","-","-"]
["VINNO 3 VET Basic User Manual ES","V30315",8000312,"启用","V3VET西班牙语基本用户手册","VINNO 3 VET Basic User Manual ES",null,"海外","ALL",null,1,"Suzhou","-","-","-","-","-","-","-","-","-","-","-","-","-","-","-","-","-","-","-","-","-","-","-","-","-","-","-","-","-","-","-","-","-","-","-","-","-","-","-","-","-","-","-","O","-","-","-","-","-","-","-","-"]
["VINNO E3-8T TEE Probe Basic User Manual_EN","V30631",8000514,"启用","VINNO E3-8T TEE 探头英文版操作手册","VINNO E3-8T TEE Probe Basic User Manual_EN",null,"海外","TR/AE/LB/SA/OM/YE/PH/TH/MY/NP/MM/PK/KH/ZA/KE/TZ/UG/RW/BW/MZ/CO/CL/KG/KZ/UZ/TJ/AM/AZ/GE/IL/PS/BD/DZ/GH/ML/LY/SN/RO/BG/AT/CZ/SK/HU",null,1,"Suzhou","-","-","-","-","-","-","-","-","-","-","-","-","-","-","X","-","-","-","-","-","-","-","-","-","-","-","-","-","-","-","-","-","-","-","-","-","-","X","-","-","X","-","-","-","-","-","-","-","-","-","-","-"]
[]
["*Software"]
["飞依诺超声诊断仪软件V1.6","V30044",8000046,"停用","飞依诺超声诊断仪软件V1.6","VINNO software V1.6",null,"国内","CN",null,2,"Suzhou","-","-","-","-","-","-","-","-","-","-","-","-","-","X","X","X","X","X","-","-","-","-","-","-","-","-","-","-","-","-","-","-","-","-","-","-","-","-","-","-","-","-","-","-","-","-","-","-","-","-","-","-"]
["飞依诺30超声诊断仪软件V1.6","V30045",8000047,"启用","飞依诺30超声诊断仪软件V1.6","VINNO 30 software V1.6",null,"国内","CN",null,2,"Suzhou","-","-","-","-","-","-","-","-","-","-","-","-","-","-","X","-","-","-","X","X","X","X","X","X","-","-","-","-","-","-","-","-","-","-","-","-","-","-","-","-","-","-","-","-","-","-","-","-","-","-","-","-"]
["飞依诺20系列超声诊断仪软件V1.6","V30133",8000132,"启用","飞依诺20系列超声诊断仪软件V1.6","VINNO 20 software V1.6",null,"国内","CN",null,2,"Suzhou","-","-","-","-","-","-","-","-","-","-","-","-","-","-","-","-","-","-","-","-","-","-","-","-","X","X","X","X","X","X","X","X","-","-","-","-","-","-","-","-","-","-","-","-","-","-","-","-","-","-","-","-"]
["飞依诺80超声诊断仪软件V1.6","V30042",8000044,"启用","飞依诺80超声诊断仪软件V1.6","VINNO 80 software V1.6",null,"国内","CN",null,2,"Suzhou","-","-","-","-","-","-","X","X","X","X","-","-","-","-","-","-","-","-","-","-","-","-","-","-","-","-","-","-","-","-","-","-","-","-","-","-","-","-","-","-","-","-","-","-","-","-","-","-","-","-","-","-"]
["飞依诺86系列超声诊断仪软件V1.10","V30542",8000517,"启用","飞依诺86系列超声诊断仪软件V1.10","VINNO 86 software V1.10",null,"国内","CN",null,2,"Suzhou","X","X","X","X","X","X","-","-","-","-","X","X","X","-","-","-","-","-","-","-","-","-","-","-","-","-","-","-","-","-","-","-","-","-","-","-","-","-","-","-","-","-","-","-","-","-","-","-","-","-","-","-"]
["飞依诺60超声诊断仪软件V1.6","V30043",8000045,"启用","飞依诺60超声诊断仪软件V1.6","VINNO 60 software V1.6",null,"国内","CN",null,2,"Suzhou","-","-","-","-","-","-","-","-","-","-","-","-","-","-","-","-","-","-","-","-","-","-","-","-","-","-","-","-","-","-","-","-","-","-","-","-","-","-","-","-","-","-","-","-","-","-","-","-","-","-","-","-"]
["飞依诺V10系列超声诊断仪软件V1"," V30755","8000623","启用","飞依诺V10系列超声诊断仪软件V1","VINNO V10 series software V1",null,"国内","CN",null,2,"SuZhou",{"$nulls":32},"X","X","X",{"$nulls":13},"-","-","-","-"]
["飞依诺便携式系列超声诊断仪软件V1.6","V30229",8000205,"启用","飞依诺便携式系列超声诊断仪软件V1.6","VINNO portable software V1.6",null,"国内","CN",null,2,"Suzhou","-","-","-","-","-","-","-","-","-","-","-","-","-","-","-","-","-","-","-","-","-","-","-","-","-","-","-","-","-","-","-","-","-","-","-","X","X","X","X","X","X","X","X","X","-","-","-","-","-","-","-","-"]
["飞依诺 A 系列超声诊断仪软件 V1.9","V30423",8000417,"启用","飞依诺 A 系列超声诊断仪软件 V1.9","VINNO software V1.9 for A series ",null,"国内","CN",null,2,"Suzhou","-","-","-","-","-","-","-","-","-","-","-","-","-","-","-","-","-","-","-","-","-","-","-","-","-","-","-","-","-","-","-","-","-","-","-","-","-","-","-","-","-","-","-","-","X","X","X","-","-","-","-","-"]
[]
["Optional Features"]
["VSpeckle I","V30598",6000257,"停用","I型组织斑点噪声抑制技术","VSpeckle I",null,"海外/国内","ALL",null,2,"Suzhou","X","X","X","X","X","X","X","X","X","X","X","X","X","X","X","X","X","X","X","X","X","X","X","X","X","X","X","X","X","X","X","X","X","X","X","X","X","X","X","X","X","X","X","X","X","X","-","X","X","X","X","X"]
["VSpeckle ","V30209",6000087,"启用","组织斑点噪声抑制","VSpeckle ",null,"海外/国内","ALL",null,2,"Suzhou","X","X","X","X","X","X","X","X","X","X","X","X","X","X","X","X","X","X","X","X","X","X","X","X","X","X","X","X","X","X","X","X","X","X","X","X","X","X","X","X","X","X","X","X","X","X","X","X","X","X","X","X"]
["VFusion","V30583",6000241,"启用","复合超声成像","VFusion",null,"海外/国内","ALL",null,2,"Suzhou","X","X","X","X","X","X","X","X","X","X","X","X","X","X","X","X","X","X","X","X","X","X","X","X","X","X","X","X","X","X","X","X","X","X","X","X","X","X","X","X","X","X","X","X","X","X","X","X","X","X","X","X"]
["Auto optimization","V30584",6000242,"启用","自动优化功能","Auto optimization",null,"海外/国内","ALL",null,2,"Suzhou","X","X","X","X","X","X","X","X","X","X","X","X","X","X","X","X","X","X","X","X","X","X","X","X","X","X","X","X","X","X","X","X","X","X","X","X","X","X","X","X","X","X","X","X","X","X","X","X","X","X","X","X"]
["PWD","V30586",6000244,"启用","脉冲多普勒","PWD",null,"海外/国内","ALL",null,2,"Suzhou","X","X","X","X","X","X","X","X","X","X","X","X","X","X","X","X","X","X","X","X","X","X","X","X","X","X","X","X","X","X","X","X","X","X","X","X","X","X","X","X","X","X","X","X","X","X","X","X","X","X","X","X"]
["Readzoom","V30590",6000248,"启用","局部放大","Readzoom",null,"海外/国内","ALL",null,2,"Suzhou","X","X","X","X","X","X","X","X","X","X","X","X","X","X","X","X","X","X","X","X","X","X","X","X","X","X","X","X","X","X","X","X","X","X","X","X","X","X","X","X","X","X","X","X","X","X","X","X","X","X","X","X"]
["CFI function","V30591",6000249,"启用","彩色多普勒","CFI function",null,"海外/国内","ALL",null,2,"Suzhou","X","X","X","X","X","X","X","X","X","X","X","X","X","X","X","X","X","X","X","X","X","X","X","X","X","X","X","X","X","X","X","X","X","X","X","X","X","X","X","X","X","X","X","X","X","X","X","X","X","X","X","X"]
["PDI function","V30592",6000250,"启用","能量多普勒","PDI function",null,"海外/国内","ALL",null,2,"Suzhou","X","X","X","X","X","X","X","X","X","X","X","X","X","X","X","X","X","X","X","X","X","X","X","X","X","X","X","X","X","X","X","X","X","X","X","X","X","X","X","X","X","X","X","X","X","X","X","X","X","X","X","X"]
["CF Velocity Profile","V30593",6000251,"启用","血流速度分布图","CF Velocity Profile",null,"海外/国内","ALL",null,2,"Suzhou","X","X","X","X","X","X","X","X","X","X","X","X","X","X","X","X","X","X","X","X","X","X","X","X","X","X","X","X","X","X","X","X","X","X","X","X","X","X","X","X","X","X","X","X","X","X","-","X","X","X","X","X"]
["advanced CFI","V30594",6000252,"启用","高灵敏度彩色多普勒","advanced CFI",null,"海外/国内","ALL",null,2,"Suzhou","X","X","X","X","X","X","X","X","X","X","X","X","X","X","X","X","X","X","X","X","X","X","X","X","-","-","-","-","-","-","-","-","X","X","X","X","X","X","X","X","X","-","-","-","-","-","-","X","X","-","-","X"]
["B/Color steer","V30595",6000253,"启用","灰阶与彩色独立偏转","B/Color steer",null,"海外/国内","ALL",null,2,"Suzhou","X","X","X","X","X","X","X","X","X","X","X","X","X","X","X","X","X","X","X","X","X","X","X","X","X","X","X","X","X","X","X","X","X","X","X","X","X","X","X","X","X","X","X","X","X","X","X","X","X","X","X","X"]
["Image Clipboard","V30597",6000255,"启用","图像剪贴板功能","Image Clipboard",null,"海外/国内","ALL",null,2,"Suzhou","X","X","X","X","X","X","X","X","X","X","X","X","X","X","X","X","X","X","X","X","X","X","X","X","X","X","X","X","X","X","X","X","X","X","X","X","X","X","X","X","X","X","X","X","X","X","X","X","X","X","X","X"]
["VTissue","V30041",3200487,"启用","组织速度特征成像","VTissue",null,"海外/国内","ALL",null,2,"Suzhou","X","X","X","X","X","X","X","X","X","X","X","X","X","X","X","X","X","X","X","X","X","X","X","X","X","X","O","O","O","O","O","O","O","O","O","O","O","O","O","O","O","O","O","O","X","X","-","X","X","O","O","O"]
["Easy Compare","V30063",6000028,"启用","记忆追踪对比技术","Easy Compare",null,"海外/国内","ALL",null,2,"Suzhou","X","X","X","X","X","X","X","X","X","X","X","X","X","X","X","X","X","X","X","X","X","X","X","X","X","X","X","X","X","X","X","X","X","X","X","X","X","X","X","X","X","X","X","X","X","X","X","X","X","X","X","X"]
["Duplex/Triplex 2D/Color/PW","V30081",6000035,"启用","二同步/三同步图像显示","Duplex/Triplex 2D/Color/PW",null,"海外/国内","ALL",null,2,"Suzhou","X","X","X","X","X","X","X","X","X","X","X","X","X","X","X","X","X","X","X","X","X","X","X","X","X","X","X","X","X","X","X","X","X","X","X","X","X","X","X","X","X","X","X","X","X","X","-","X","X","X","X","X"]
["CWD","V30051",6000016,"启用","连续多普勒","CWD",null,"海外/国内","ALL",null,2,"Suzhou","X","X","X","X","X","X","X","X","X","X","X","X","X","X","X","X","X","X","X","X","X","X","X","X","-","-","-","-","-","-","-","-","X","X","X","X","X","X","X","X","X","-","-","-","-","-","-","X","X","-","-","X"]
["FULL screen","V30310",6000143,"启用","全屏显示","FULL screen",null,"海外/国内","ALL",null,2,"Suzhou","X","X","X","X","X","X","X","X","X","X","X","X","X","X","X","X","X","X","X","X","X","X","X","X","X","X","X","X","X","X","X","X","X","X","X","X","X","X","X","X","X","X","X","X","X","X","X","X","X","X","X","X"]
["Smart Touch Zoom","V30175",6000067,"启用","图像触摸屏缩放操作模式","Smart Touch Zoom",null,"海外/国内","ALL",null,2,"Suzhou","Δ","Δ","Δ","Δ","Δ","Δ","Δ","Δ","Δ","Δ","Δ","Δ","Δ","Δ","Δ","Δ","Δ","Δ","Δ","Δ","Δ","Δ","Δ","Δ","Δ","Δ","Δ","Δ","Δ","Δ","Δ","Δ","Δ","Δ","Δ","Δ","Δ","Δ","Δ","Δ","Δ","Δ","Δ","Δ","Δ","Δ","-","Δ","Δ","Δ","Δ","Δ"]
["B+CF simultaneously ","V30064",6000029,"启用","灰阶与彩色双幅显示","B+CF simultaneously ",null,"海外/国内","ALL",null,2,"Suzhou","X","X","X","X","X","X","X","X","X","X","X","X","X","X","X","X","X","X","X","X","X","X","X","X","X","X","X","X","X","X","X","X","X","X","X","X","X","X","X","X","X","X","X","X","X","X","X","X","X","X","X","X"]
["TView ","V30052",6000017,"启用","梯形成像","TView ",null,"海外/国内","ALL",null,2,"Suzhou","X","X","X","X","X","X","X","X","X","X","X","X","X","X","X","X","X","X","X","X","X","X","X","X","X","X","X","X","X","X","X","X","X","X","X","X","X","X","X","X","X","X","X","X","X","X","X","X","X","X","X","X"]
["Pview","V30031",3200470,"启用","宽景成像","Pview",null,"海外/国内","ALL",null,2,"Suzhou","O","O","O","O","O","O","O","O","O","O","O","O","O","O","O","O","O","O","O","O","O","O","O","O","O","O","O","O","O","O","O","O","O","O","O","O","O","O","O","O","O","O","O","O","O","O","-","O","O","O","O","O"]
["MAM (multi angle M mode)","V30021",6000008,"启用","全方位M型","MAM (multi angle M mode)",null,"海外/国内","ALL",null,2,"Suzhou","X","X","X","X","X","X","X","X","X","X","X","X","X","O","O","O","O","O","O","O","O","O","O","O","O","O","O","O","O","O","O","O","O","O","O","O","O","O","O","O","O","O","O","O","O","O","-","X","O","O","O","O"]
["Curve M Mode","V30596",6000254,"启用","曲线解剖M型","Curve M Mode",null,"海外/国内","ALL",null,2,"Suzhou","X","X","X","X","X","X","X","X","X","X","X","X","X","X","X","X","X","X","X","X","X","X","X","X","X","X","X","X","X","X","X","X","X","X","X","X","X","X","X","X","X","X","X","X","X","X","-","X","X","X","X","X"]
["Color M mode","V30061",6000026,"启用","彩色M型","Color M mode",null,"海外/国内","ALL",null,2,"Suzhou","X","X","X","X","X","X","X","X","X","X","X","X","X","X","X","X","X","X","X","X","X","X","X","X","X","X","Δ","Δ","Δ","Δ","Δ","Δ","O","O","O","O","O","O","O","O","O","O","O","O","Δ","Δ","-","X","X","Δ","Δ","O"]
["Tissue Doppler (TD)","V30065",6000030,"启用","组织多普勒","Tissue Doppler (TD)",null,"海外/国内","ALL",null,2,"Suzhou","X","X","X","X","X","X","X","X","X","X","X","X","X","X","X","X","X","X","X","X","X","X","X","X","X","X","Δ","Δ","Δ","Δ","Δ","O","X","X","X","X","X","X","X","X","X","O","Δ","Δ","O","O","X","X","X","O","Δ","X"]
["Tissue Velocity Imaging (TVI)","V30036",3200475,"启用","组织速度成像","Tissue Velocity Imaging (TVI)",null,"海外/国内","ALL",null,2,"Suzhou","X","X","X","X","X","X","X","X","X","X","X","X","X","X","X","X","X","X","O","O","O","O","O","O","O","O","Δ","Δ","Δ","Δ","Δ","O","O","O","O","O","O","O","O","O","O","O","Δ","Δ","Δ","Δ","-","X","O","O","Δ","O"]
["Tissue Velocity M-mode (TVM)","V30039",3200483,"启用","组织速度M型","Tissue Velocity M-mode (TVM)",null,"海外/国内","ALL",null,2,"Suzhou","X","X","X","X","X","X","X","X","X","X","X","X","X","X","X","X","X","X","O","O","O","O","O","O","O","O","Δ","Δ","Δ","Δ","Δ","Δ","O","O","O","O","O","O","O","O","O","Δ","Δ","Δ","Δ","Δ","-","X","O","Δ","Δ","O"]
["Tissue Power Imaging (TPI)","V30170",6000069,"启用","组织多普勒能量图","Tissue Power Imaging (TPI)",null,"海外/国内","ALL",null,2,"Suzhou","Δ","Δ","Δ","Δ","Δ","Δ","Δ","Δ","Δ","Δ","Δ","Δ","Δ","Δ","Δ","Δ","Δ","Δ","Δ","Δ","Δ","Δ","Δ","Δ","Δ","Δ","Δ","Δ","Δ","Δ","Δ","Δ","Δ","Δ","Δ","Δ","Δ","Δ","Δ","Δ","Δ","Δ","Δ","Δ","Δ","Δ","-","Δ","Δ","Δ","Δ","Δ"]
["Auto IMT","V30033",3200472,"启用","颈动脉内中膜自动测量","Auto IMT",null,"海外/国内","ALL",null,2,"Suzhou","O","O","O","O","O","O","O","O","O","O","O","O","O","O","O","O","O","O","Δ","Δ","Δ","Δ","Δ","Δ","Δ","Δ","Δ","Δ","Δ","Δ","Δ","Δ","Δ","Δ","Δ","Δ","Δ","Δ","Δ","Δ","Δ","O","O","O","O","O","-","X","Δ","Δ","Δ","Δ"]
["Auto EF","V30149",6000062,"启用","左心室射血分数自动测量包","Auto EF",null,"海外/国内","ALL",null,2,"Suzhou","X","X","X","X","X","X","X","X","X","X","X","X","X","O","O","O","O","O","O","O","O","O","O","O","O","O","O","O","O","O","O","O","O","O","O","O","O","O","O","O","O","O","O","O","O","O","-","X","O","O","O","O"]
["Auto OB","V30171",6000070,"启用","产科自动测量","Auto OB",null,"海外/国内","ALL",null,2,"Suzhou","-","-","-","-","-","-","-","-","-","-","-","-","-","-","-","-","-","-","-","-","-","-","-","-","-","-","-","-","-","-","-","-","-","-","-","-","-","-","-","-","-","-","-","-","-","-","-","-","-","-","-","-"]
["Auto Bladder","V30172",6000071,"启用","膀胱自动测量","Auto Bladder",null,"海外/国内","ALL",null,2,"Suzhou","-","-","-","-","-","-","-","-","-","-","-","-","-","-","-","-","-","-","-","-","-","-","-","-","-","-","-","-","-","-","-","-","-","-","-","-","-","-","-","-","-","-","-","-","-","-","-","-","-","-","-","-"]
["Elastic imaging","V30053",6000018,"启用","Elastic imaging压力式弹性成像","Elastic imaging",null,"海外/国内","ALL",null,2,"Suzhou","O","O","O","O","O","O","O","O","O","O","O","O","O","O","O","O","O","O","Δ","Δ","Δ","Δ","Δ","Δ","Δ","Δ","Δ","Δ","Δ","Δ","Δ","Δ","Δ","Δ","Δ","Δ","Δ","Δ","Δ","Δ","Δ","Δ","Δ","Δ","-","-","-","O","Δ","Δ","Δ","Δ"]
["Contrast imaging","V30054",6000019,"启用","CBI微泡造影成像","Contrast imaging",null,"海外/国内","ALL",null,2,"Suzhou","O","O","O","O","O","O","O","O","O","O","O","O","O","O","O","O","O","O","Δ","Δ","Δ","Δ","Δ","Δ","Δ","Δ","Δ","Δ","Δ","Δ","Δ","Δ","Δ","Δ","Δ","Δ","Δ","Δ","Δ","Δ","Δ","Δ","Δ","Δ","-","-","-","O","Δ","Δ","Δ","Δ"]
["vFlash","V30176",6000072,"启用","声动力成像","vFlash",null,"海外/国内","ALL",null,2,"Suzhou","-","-","-","-","-","-","-","-","-","-","-","-","-","-","-","-","-","-","-","-","-","-","-","-","-","-","-","-","-","-","-","-","-","-","-","-","-","-","-","-","-","-","-","-","-","-","-","-","-","-","-","-"]
["Needle enhancement","V30080",6000034,"启用","穿刺增强","Needle enhancement",null,"海外/国内","ALL",null,2,"Suzhou","O","O","O","O","O","O","O","O","O","O","O","O","O","O","O","O","O","O","O","O","O","O","O","O","O","O","O","O","O","O","O","O","O","O","O","O","O","O","O","O","O","O","O","O","O","O","-","O","O","O","O","O"]
["SGC","V30107",6000050,"启用","扫描增益补偿","SGC",null,"海外/国内","ALL",null,2,"Suzhou","X","X","X","X","X","X","X","X","X","X","X","X","X","X","X","X","X","X","O","O","O","O","O","O","O","O","O","O","O","O","O","O","O","O","O","O","O","O","O","O","O","O","O","O","-","-","-","X","O","O","O","O"]
["Tutorials","V30195",6000079,"启用","超声教学功能","Tutorials",null,"海外/国内","ALL",null,2,"Suzhou","X","X","X","X","X","X","X","X","X","X","X","X","X","X","X","X","X","X","X","X","X","X","X","X","X","X","X","X","X","X","X","X","X","X","X","X","X","X","X","X","X","X","X","X","X","X","X","X","X","X","X","X"]
["PWV","V30210",6000088,"启用","脉搏波定量分析","PWV",null,"海外/国内","ALL",null,2,"Suzhou","-","-","-","-","-","-","-","-","-","-","-","-","-","-","-","-","-","-","-","-","-","-","-","-","-","-","-","-","-","-","-","-","-","-","-","-","-","-","-","-","-","-","-","-","-","-","-","-","-","-","-","-"]
["AMAS( Automatic measurement of Arterial stiffness )","V30354",6000167,"启用","整体动脉僵硬度自动测量系统","AMAS( Automatic measurement of Arterial stiffness )",null,"海外/国内","ALL",null,2,"Suzhou","-","-","-","-","-","-","-","-","-","-","-","-","-","-","-","-","-","-","-","-","-","-","-","-","-","-","-","-","-","-","-","-","-","-","-","-","-","-","-","-","-","-","-","-","-","-","-","-","-","-","-","-"]
["Stress Echo","V30211",6000089,"启用","负荷成像","Stress Echo",null,"海外/国内","ALL",null,2,"Suzhou","-","-","-","-","-","-","-","-","-","-","-","-","-","-","-","-","-","-","-","-","-","-","-","-","-","-","-","-","-","-","-","-","O","O","O","-","-","-","-","-","-","-","-","-","-","-","-","-","-","-","-","-"]
["2D auto follicle","V30212",6000090,"启用","二维卵泡自动测量","2D auto follicle",null,"海外/国内","ALL",null,2,"Suzhou","-","-","-","-","-","-","-","-","-","-","-","-","-","-","-","-","-","-","-","-","-","-","-","-","-","-","-","-","-","-","-","-","-","-","-","-","-","-","-","-","-","-","-","-","-","-","-","-","-","-","-","-"]
["HSG","V30215",6000092,"启用","输卵管造影","HSG",null,"海外/国内","ALL",null,2,"Suzhou","-","-","-","-","-","-","-","-","-","-","-","-","-","-","-","-","-","-","-","-","-","-","-","-","-","-","-","-","-","-","-","-","-","-","-","-","-","-","-","-","-","-","-","-","-","-","-","-","-","-","-","-"]
["VINNO  Cardiac Quantification","V30291",6000101,"启用","辅助诊疗功能","VINNO   Cardiac Quantification",null,"海外/国内","ALL",null,2,"Suzhou","O","O","O","O","O","O","O","O","O","O","O","O","O","O","O","O","O","O","O","O","O","O","O","O","O","O","O","O","O","O","O","O","-","-","-","O","O","O","O","O","O","O","O","O","O","O","X","O","O","O","O","O"]
["vCQ-ABD","V30750",6000305,"启用","辅助诊疗功能（腹部）","vCQ-ABD",null,"海外/国内","ALL",null,2,"Suzhou","-","-","-","-","-","-","-","-","-","-","-","-","-","-","-","-","-","-","-","-","-","-","-","-","-","-","-","-","-","-","-","-","O","X","X","-","-","-","-","-","-","-","-","-","-","-","-","-","-","-","-","-"]
["vCQ-Cardiac","V30753",6000303,"启用","辅助诊疗功能（心脏）","vCQ-Cardiac",null,"海外/国内","ALL",null,2,"Suzhou","-","-","-","-","-","-","-","-","-","-","-","-","-","-","-","-","-","-","-","-","-","-","-","-","-","-","-","-","-","-","-","-","O","X","X","-","-","-","-","-","-","-","-","-","-","-","-","-","-","-","-","-"]
["Zone Imaging","V30303",6000132,"启用","全御相关成像","Zone Imaging",null,"海外/国内","ALL",null,2,"Suzhou","X","X","X","X","X","X","X","X","X","X","X","X","X","X","X","X","X","X","X","X","X","X","X","X","X","X","X","X","X","X","X","X","X","X","X","X","X","X","X","X","X","X","X","X","-","-","-","X","X","X","X","X"]
[" VFlow","V30355",6000168,"启用","高灵敏度血流"," VFlow",null,"海外/国内","ALL",null,2,"Suzhou","X","X","X","X","X","X","X","X","X","X","X","X","X","X","X","X","X","X","-","-","-","-","-","-","-","-","-","-","-","-","-","-","-","-","-","-","-","-","-","-","-","-","-","-","-","-","-","X","-","-","-","-"]
["Strain Imaging","V30356",6000169,"启用","应变成像","Strain Imaging",null,"海外/国内","ALL",null,2,"Suzhou","O","O","O","O","O","O","O","O","O","O","O","O","O","O","O","O","O","O","-","-","O","-","-","O","-","-","-","-","-","-","-","-","O","O","O","O","O","O","O","O","O","-","-","-","-","-","-","O","O","-","-","O"]
["VAid (Real-time Auto Breast Lesion Detection)","V30357",6000170,"启用","乳腺自动化病灶辅助检测","VAid (Real-time Auto Breast Lesion Detection)",null,"海外/国内","ALL",null,2,"Suzhou","-","-","-","-","-","-","-","-","-","-","-","-","-","-","-","-","-","-","-","-","-","-","-","-","-","-","-","-","-","-","-","-","-","-","-","-","-","-","-","-","-","-","-","-","-","-","-","-","-","-","-","-"]
["VReport","V30363",6000173,"启用","VReport（软件）","VReport",null,"海外/国内","ALL",null,2,"Suzhou","O","O","O","O","O","O","O","O","O","O","O","O","O","O","O","O","O","O","O","O","O","O","O","O","O","O","O","O","O","O","O","O","O","O","O","O","O","O","O","O","O","O","O","O","O","O","-","O","O","O","O","O"]
["VSPORT","V30386",6000177,"启用","运动版","VSPORT",null,"海外/国内","ALL",null,2,"Suzhou","-","-","-","-","-","-","-","-","-","-","-","-","-","-","-","-","-","-","-","-","-","-","-","-","-","-","-","-","-","-","-","-","-","-","-","-","-","-","-","-","-","-","-","-","-","-","-","-","-","-","-","-"]
["Emergency","V30463",6000186,"启用","急诊包","Emergency",null,"海外/国内","ALL",null,2,"Suzhou","-","-","-","-","-","-","-","-","-","-","-","-","-","-","-","-","-","-","-","-","-","-","-","-","-","-","-","-","-","-","-","-","-","-","-","-","-","-","-","-","-","-","-","-","-","-","-","-","-","-","-","-"]
["Nephrology","V30464",6000187,"启用","肾内（血管通路）包","Nephrology",null,"海外/国内","ALL",null,2,"Suzhou","-","-","-","-","-","-","-","-","-","-","-","-","-","-","-","-","-","-","-","-","-","-","-","-","-","-","-","-","-","-","-","-","-","-","-","-","-","-","-","-","-","-","-","-","-","-","-","-","-","-","-","-"]
["ICU","V30465",6000188,"启用","重症包","ICU",null,"海外/国内","ALL",null,2,"Suzhou","-","-","-","-","-","-","-","-","-","-","-","-","-","-","-","-","-","-","-","-","-","-","-","-","-","-","-","-","-","-","-","-","-","-","-","-","-","-","-","-","-","-","-","-","-","-","-","-","-","-","-","-"]
["anesthesia package","V30419",6000182,"启用","神经麻醉包","anesthesia package",null,"海外/国内","ALL",null,2,"Suzhou","-","-","-","-","-","-","-","-","-","-","-","-","-","-","-","-","-","-","-","-","-","-","-","-","-","-","-","-","-","-","-","-","-","-","-","-","-","-","-","-","-","-","-","-","-","-","-","-","-","-","-","-"]
["MSK package","V30361",6000172,"启用","MSK包","MSK package",null,"海外/国内","ALL",null,2,"Suzhou","-","-","-","-","-","-","-","-","-","-","-","-","-","-","-","-","-","-","-","-","-","-","-","-","-","-","-","-","-","-","-","-","-","-","-","-","-","-","-","-","-","-","-","-","-","-","-","-","-","-","-","-"]
["Remote Examination","V30420",6000183,"启用","远程考核","Remote Examination",null,"海外/国内","ALL",null,2,"Suzhou","Δ","Δ","Δ","Δ","Δ","Δ","Δ","Δ","Δ","Δ","Δ","Δ","Δ","Δ","Δ","Δ","Δ","Δ","Δ","Δ","Δ","Δ","Δ","Δ","Δ","Δ","Δ","Δ","Δ","Δ","Δ","Δ","Δ","Δ","Δ","Δ","Δ","Δ","Δ","Δ","Δ","Δ","Δ","Δ","Δ","Δ","-","Δ","Δ","Δ","Δ","Δ"]
["Shear Wave Imaging(VShear)","V30494",6000190,"启用","弹性成像","shear wave imaging",null,"海外/国内","ALL",null,2,"Suzhou","-","-","-","-","-","-","-","-","-","-","-","-","-","-","-","-","-","-","-","-","-","-","-","-","-","-","-","-","-","-","-","-","-","-","-","-","-","-","-","-","-","-","-","-","-","-","-","-","-","-","-","-"]
["VLuminous Flow","V30495",6000191,"启用","立体血流","VLuminous Flow",null,"海外/国内","ALL",null,2,"Suzhou","X","X","X","X","X","X","X","X","X","X","X","X","X","X","X","X","X","X","X","X","X","X","X","X","X","X","X","X","X","X","X","X","X","X","X","X","X","X","X","X","X","X","X","X","X","X","-","X","X","X","X","X"]
["Live IMT","V30496",6000192,"启用","实时IMT","Live IMT",null,"海外/国内","ALL",null,2,"Suzhou","-","-","-","-","-","-","-","-","-","-","-","-","-","-","-","-","-","-","-","-","-","-","-","-","-","-","-","-","-","-","-","-","-","-","-","-","-","-","-","-","-","-","-","-","-","-","-","-","-","-","-","-"]
["VAim for OB","V30497",6000193,"启用","VAim:产科自动测量","VAim for OB",null,"海外/国内","ALL",null,2,"Suzhou","-","-","-","-","-","-","-","-","-","-","-","-","-","-","-","-","-","-","-","-","-","-","-","-","-","-","-","-","-","-","-","-","-","-","-","-","-","-","-","-","-","-","-","-","-","-","-","-","-","-","-","-"]
["VAim for HIP","V30498",6000194,"启用","VAim:小儿髋关节自动测量","VAim for HIP",null,"海外/国内","ALL",null,2,"Suzhou","-","-","-","-","-","-","-","-","-","-","-","-","-","-","-","-","-","-","-","-","-","-","-","-","-","-","-","-","-","-","-","-","-","-","-","-","-","-","-","-","-","-","-","-","-","-","-","-","-","-","-","-"]
["VAim for Follicle","V30499",6000195,"启用","VAim:卵泡自动测量","VAim for Follicle",null,"海外/国内","ALL",null,2,"Suzhou","-","-","-","-","-","-","-","-","-","-","-","-","-","-","-","-","-","-","-","-","-","-","-","-","-","-","-","-","-","-","-","-","-","-","-","-","-","-","-","-","-","-","-","-","-","-","-","-","-","-","-","-"]
["VAim for Pelvic","V30500",6000196,"启用","VAim:盆底脱垂自动测量","VAim for Pelvic",null,"海外/国内","ALL",null,2,"Suzhou","-","-","-","-","-","-","-","-","-","-","-","-","-","-","-","-","-","-","-","-","-","-","-","-","-","-","-","-","-","-","-","-","-","-","-","-","-","-","-","-","-","-","-","-","-","-","-","-","-","-","-","-"]
["VAim for LEVA(3D)","V30501",6000197,"启用","VAim:3D盆底肛提肌裂孔自动测量","VAim for LEVA(3D)",null,"海外/国内","ALL",null,2,"Suzhou","-","-","-","-","-","-","-","-","-","-","-","-","-","-","-","-","-","-","-","-","-","-","-","-","-","-","-","-","-","-","-","-","-","-","-","-","-","-","-","-","-","-","-","-","-","-","-","-","-","-","-","-"]
["Customized Auto Workflow(VWork)","V30502",6000198,"启用","自定义工作流","Customized auto workflow",null,"海外/国内","ALL",null,2,"Suzhou","X","X","X","X","X","X","X","X","X","X","X","X","X","X","X","X","X","X","X","X","X","X","X","X","X","X","X","X","X","X","X","X","X","X","X","X","X","X","X","X","X","X","X","X","X","X","-","X","X","X","X","X"]
["Auto Flow Volume","V30531",6000205,"启用","血流量自动测量","Auto Flow Volume",null,"海外/国内","ALL",null,2,"Suzhou","-","-","-","-","-","-","-","-","-","-","-","-","-","-","-","-","-","-","-","-","-","-","-","-","-","-","-","-","-","-","-","-","-","-","-","-","-","-","-","-","-","-","-","-","-","-","-","-","-","-","-","-"]
["实验室ECG（ECG for LAB）（备注：需要配实验室ECG硬件）","V30538",6000209,"启用","实验室ECG（ECG for LAB）","ECG for LAB",null,"海外/国内","ALL",null,2,"Suzhou","O","O","O","O","O","O","O","O","O","O","O","O","O","O","O","O","O","O","O","O","O","O","O","O","O","O","O","O","O","O","O","O","O","O","O","O","O","O","O","O","O","O","O","O","O","O","O","O","O","O","O","O"]
["Multi Doppler","V30624",6000282,"启用","多门多普勒","Multi Doppler",null,"海外/国内","ALL",null,2,"SuZhou","O","O","O","O","-","O","O","-","-","O","O","O","O","-","-","-","-","-","-","-","-","-","-","-","-","-","-","-","-","-","-","-","O","O","O","-","-","-","-","-","-","-","-","-","-","-","-","O","-","-","-","-"]
["VELP","V30826",6000331,"启用","Velp功能（兽用Ai功能）","Velp",null,"海外/国内","ALL",null,2,"SuZhou","-","-","-","-","-","-","-","-","-","-","-","-","-","-","-","-","-","-","-","-","-","-","-","-","-","-","-","-","-","-","-","-","O","O","O","-","-","-","-","-","-","-","-","-","-","-","-","-","-","-","-","-"]
["Scan Guide","V30827",6000332,"启用","扫查引导功能 ","Scan Guide",null,"海外/国内","ALL",null,2,"SuZhou","-","-","-","-","-","-","-","-","-","-","-","-","-","-","-","-","-","-","-","-","-","-","-","-","-","-","-","-","-","-","-","-","O","O","O","-","-","-","-","-","-","-","-","-","-","-","-","-","-","-","-","-"]
["Remote consultation","V30740",6000302,"启用","远程会诊 ","Remote consultation",null,"海外/国内","ALL",null,2,"Suzhou","-","-","-","-","-","-","-","-","-","-","-","-","-","-","-","-","-","-","-","-","-","-","-","-","-","-","-","-","-","-","-","-","Δ","Δ","Δ","-","-","-","-","-","-","-","-","-","-","-","-","-","-","-","-","-"]
[]
[]
["3D imaging","V30135",6000057,"启用","三维成像","3D imaging",null,"海外/国内","ALL",null,2,"Suzhou","Δ","Δ","Δ","Δ","Δ","Δ","Δ","Δ","Δ","Δ","Δ","Δ","Δ","Δ","Δ","Δ","Δ","Δ","Δ","Δ","Δ","Δ","Δ","Δ","Δ","Δ","Δ","Δ","Δ","Δ","Δ","Δ","Δ","Δ","Δ","Δ","Δ","Δ","Δ","Δ","Δ","Δ","Δ","Δ","Δ","Δ","-","Δ","Δ","Δ","Δ","Δ"]
["Real-time grayscale 4D","V30066",6000031,"启用","实时灰阶四维","Real-time grayscale 4D",null,"海外/国内","ALL",null,2,"Suzhou","Δ","Δ","Δ","Δ","Δ","Δ","Δ","Δ","Δ","Δ","Δ","Δ","Δ","Δ","Δ","Δ","Δ","Δ","Δ","Δ","Δ","Δ","Δ","Δ","Δ","Δ","Δ","Δ","Δ","Δ","Δ","Δ","Δ","Δ","Δ","Δ","Δ","Δ","Δ","Δ","Δ","Δ","Δ","Δ","Δ","Δ","-","Δ","Δ","Δ","Δ","Δ"]
["Tomographic display (Mcut)","V30067",6000032,"启用","超声断层成像","Tomographic display (Mcut)",null,"海外/国内","ALL",null,2,"Suzhou","Δ","Δ","Δ","Δ","Δ","Δ","Δ","Δ","Δ","Δ","Δ","Δ","Δ","Δ","Δ","Δ","Δ","Δ","Δ","Δ","Δ","Δ","Δ","Δ","Δ","Δ","Δ","Δ","Δ","Δ","Δ","Δ","Δ","Δ","Δ","Δ","Δ","Δ","Δ","Δ","Δ","Δ","Δ","Δ","Δ","Δ","-","Δ","Δ","Δ","Δ","Δ"]
["Parameter adjustable after freeze","V30368",6000176,"启用","冻结后调节参数","Parameter adjustable after freeze",null,"海外/国内","ALL",null,2,"Suzhou","Δ","Δ","Δ","Δ","Δ","Δ","Δ","Δ","Δ","Δ","Δ","Δ","Δ","Δ","Δ","Δ","Δ","Δ","Δ","Δ","Δ","Δ","Δ","Δ","Δ","Δ","Δ","Δ","Δ","Δ","Δ","Δ","Δ","Δ","Δ","Δ","Δ","Δ","Δ","Δ","Δ","Δ","Δ","Δ","Δ","Δ","-","Δ","Δ","Δ","Δ","Δ"]
["Spatio Temporal Image Correlation (STIC)（自研）","V30787",6000323,"启用","时间空间相关成像","Spatio Temporal Image Correlation (STIC)",null,"海外/国内","ALL",null,2,"SuZhou","Δ","Δ","Δ","Δ","Δ","Δ","Δ","Δ","Δ","Δ","Δ","Δ","Δ","Δ","Δ","Δ","Δ","Δ","Δ","Δ","Δ","Δ","Δ","Δ","Δ","Δ","Δ","Δ","Δ","Δ","Δ","Δ","Δ","Δ","Δ","Δ","Δ","Δ","Δ","Δ","Δ","Δ","Δ","Δ","Δ","Δ","-","Δ","Δ","Δ","Δ","Δ"]
["HQ (High Quality) 3D/4D","V30035",3200474,"启用","羊膜腔镜成像技术","HQ (High Quality) 3D/4D",null,"海外/国内","ALL",null,2,"Suzhou","Δ","Δ","Δ","Δ","Δ","Δ","Δ","Δ","Δ","Δ","Δ","Δ","Δ","Δ","Δ","Δ","Δ","Δ","Δ","Δ","Δ","Δ","Δ","Δ","Δ","Δ","Δ","Δ","Δ","Δ","Δ","Δ","Δ","Δ","Δ","Δ","Δ","Δ","Δ","Δ","Δ","Δ","Δ","Δ","Δ","Δ","-","Δ","Δ","Δ","Δ","Δ"]
["Auto NT","V30040",3200484,"启用","自动颈项透明层测量","Auto NT",null,"海外/国内","ALL",null,2,"Suzhou","-","-","-","-","-","-","-","-","-","-","-","-","-","-","-","-","-","-","-","-","-","-","-","-","-","-","-","-","-","-","-","-","-","-","-","-","-","-","-","-","-","-","-","-","-","-","-","-","-","-","-","-","-","-"]
["Auto IT measure","V30503",6000199,"启用","自动IT(颅内透明层)测量","Auto IT",null,"海外/国内","ALL",null,2,"Suzhou","-","-","-","-","-","-","-","-","-","-","-","-","-","-","-","-","-","-","-","-","-","-","-","-","-","-","-","-","-","-","-","-","-","-","-","-","-","-","-","-","-","-","-","-","-","-","-","-","-","-","-","-","-","-"]
["Inversion mode","V30057",6000022,"启用","灰阶反转模式","Inversion mode",null,"海外/国内","ALL",null,2,"Suzhou","Δ","Δ","Δ","Δ","Δ","Δ","Δ","Δ","Δ","Δ","Δ","Δ","Δ","Δ","Δ","Δ","Δ","Δ","Δ","Δ","Δ","Δ","Δ","Δ","Δ","Δ","Δ","Δ","Δ","Δ","Δ","Δ","Δ","Δ","Δ","Δ","Δ","Δ","Δ","Δ","Δ","Δ","Δ","Δ","Δ","Δ","-","Δ","Δ","Δ","Δ","Δ"]
["Magic cut","V30058",6000023,"启用","魔术刀","Magic cut",null,"海外/国内","ALL",null,2,"Suzhou","Δ","Δ","Δ","Δ","Δ","Δ","Δ","Δ","Δ","Δ","Δ","Δ","Δ","Δ","Δ","Δ","Δ","Δ","Δ","Δ","Δ","Δ","Δ","Δ","Δ","Δ","Δ","Δ","Δ","Δ","Δ","Δ","Δ","Δ","Δ","Δ","Δ","Δ","Δ","Δ","Δ","Δ","Δ","Δ","Δ","Δ","-","Δ","Δ","Δ","Δ","Δ"]
["Smart touch panel 3D/4D operation","V30059",6000024,"启用","智能三维/四维触摸屏操作模式","Smart touch panel 3D/4D operation",null,"海外/国内","ALL",null,2,"Suzhou","Δ","Δ","Δ","Δ","Δ","Δ","Δ","Δ","Δ","Δ","Δ","Δ","Δ","Δ","Δ","Δ","Δ","Δ","Δ","Δ","Δ","Δ","Δ","Δ","Δ","Δ","Δ","Δ","Δ","Δ","Δ","Δ","Δ","Δ","Δ","Δ","Δ","Δ","Δ","Δ","Δ","Δ","Δ","Δ","Δ","Δ","-","Δ","Δ","Δ","Δ","Δ"]
["Free view","V30060",6000025,"启用","容积超声断层成像","Free view",null,"海外/国内","ALL",null,2,"Suzhou","Δ","Δ","Δ","Δ","Δ","Δ","Δ","Δ","Δ","Δ","Δ","Δ","Δ","Δ","Δ","Δ","Δ","Δ","Δ","Δ","Δ","Δ","Δ","Δ","Δ","Δ","Δ","Δ","Δ","Δ","Δ","Δ","Δ","Δ","Δ","Δ","Δ","Δ","Δ","Δ","Δ","Δ","Δ","Δ","Δ","Δ","-","Δ","Δ","Δ","Δ","Δ"]
["Smart 3D Volume Calculation","V30177",6000073,"启用","智能三维容积计算","Smart 3D Volume Calculation",null,"海外/国内","ALL",null,2,"Suzhou","Δ","Δ","Δ","Δ","Δ","Δ","Δ","Δ","Δ","Δ","Δ","Δ","Δ","Δ","Δ","Δ","Δ","Δ","Δ","Δ","Δ","Δ","Δ","Δ","Δ","Δ","Δ","Δ","Δ","Δ","Δ","Δ","Δ","Δ","Δ","Δ","Δ","Δ","Δ","Δ","Δ","Δ","Δ","Δ","Δ","Δ","-","Δ","Δ","Δ","Δ","Δ"]
["Free 3D","V30178",6000074,"启用","自由臂3D","Free 3D",null,"海外/国内","ALL",null,2,"Suzhou","Δ","Δ","Δ","Δ","Δ","Δ","Δ","Δ","Δ","Δ","Δ","Δ","Δ","Δ","Δ","Δ","Δ","Δ","Δ","Δ","Δ","Δ","Δ","Δ","Δ","Δ","Δ","Δ","Δ","Δ","Δ","Δ","Δ","Δ","Δ","Δ","Δ","Δ","Δ","Δ","Δ","Δ","Δ","Δ","Δ","Δ","-","X","Δ","Δ","Δ","Δ"]
["3D auto follicle","V30213",6000091,"启用","三维卵泡自动测量","3D auto follicle",null,"海外/国内","ALL",null,2,"Suzhou","Δ","Δ","Δ","Δ","Δ","Δ","Δ","Δ","Δ","Δ","Δ","Δ","Δ","Δ","Δ","Δ","Δ","Δ","Δ","Δ","Δ","Δ","Δ","Δ","Δ","Δ","Δ","Δ","Δ","Δ","Δ","Δ","Δ","Δ","Δ","Δ","Δ","Δ","Δ","Δ","Δ","Δ","Δ","Δ","Δ","Δ","-","Δ","Δ","Δ","Δ","Δ"]
["4D HQ Silhouette mode","V30358",6000171,"启用","HQ剪影模式","4D HQ Silhouette mode",null,"海外/国内","ALL",null,2,"Suzhou","-","-","-","-","-","-","-","-","-","-","-","-","-","-","-","-","-","-","-","-","-","-","-","-","-","-","-","-","-","-","-","-","-","-","-","-","-","-","-","-","-","-","-","-","-","-","-","-","-","-","-","-"]
["Transfer image to FTP server","V30087",6000044,"启用","传输影像至FTP服务器","Transfer image to FTP server",null,"海外/国内","ALL",null,2,"Suzhou","X","X","X","X","X","X","X","X","X","X","X","X","X","X","X","X","X","X","X","X","X","X","X","X","X","X","X","X","X","X","X","X","X","X","X","X","X","X","X","X","X","X","X","X","X","X","-","X","X","X","X","X"]
["DICOM3.0基础功能","V30038",3200478,"启用","DICOM3.0基础功能（导出与存储，打印,列表）","DICOM export and storage, printer, worklist",null,"海外/国内","ALL",null,2,"Suzhou","O","O","O","O","O","O","O","O","O","O","O","O","O","O","O","O","O","O","O","O","O","O","O","O","O","O","O","O","O","O","O","O","O","O","O","O","O","O","O","O","O","O","O","O","O","O","-","O","O","O","O","O"]
["DICOM3.0基础功能","V30359",3201201,"启用","DICOM3.0基础功能","DICOM export and storage, ",null,"海外/国内","ALL",null,2,"SuZhou","-","-","-","-","-","-","-","-","-","-","-","-","-","-","-","-","-","-","-","-","-","-","-","-","-","-","-","-","-","-","-","-","-","-","-","-","-","-","-","-","-","-","-","-","-","-","X","-","-","-","-","-","-","-"]
["RF data export","V30088",6000045,"启用","RF元数据导出","RF data export",null,"海外/国内","ALL",null,2,"Suzhou","Δ","Δ","Δ","Δ","Δ","Δ","Δ","Δ","Δ","Δ","Δ","Δ","Δ","Δ","Δ","Δ","Δ","Δ","Δ","Δ","Δ","Δ","Δ","Δ","Δ","Δ","Δ","Δ","Δ","Δ","Δ","Δ","Δ","Δ","Δ","Δ","Δ","Δ","Δ","Δ","Δ","Δ","Δ","Δ","Δ","Δ","-","Δ","Δ","Δ","Δ","Δ"]
["Export 3D data for 3D printer","V30504",6000200,"启用","导出3D打印数据","Export 3D data for 3D printer",null,"海外/国内","ALL",null,2,"Suzhou","Δ","Δ","Δ","Δ","Δ","Δ","Δ","Δ","Δ","Δ","Δ","Δ","Δ","Δ","Δ","Δ","Δ","Δ","Δ","Δ","Δ","Δ","Δ","Δ","Δ","Δ","Δ","Δ","Δ","Δ","Δ","Δ","Δ","Δ","Δ","Δ","Δ","Δ","Δ","Δ","Δ","Δ","Δ","Δ","Δ","Δ","-","Δ","Δ","Δ","Δ","Δ"]
["Auto Levator Ani","V30505",6000201,"启用","3D盆底肛提肌裂孔自动测量","Auto Levator Ani",null,"海外/国内","ALL",null,2,"Suzhou","-","-","-","-","-","-","-","-","-","-","-","-","-","-","-","-","-","-","-","-","-","-","-","-","-","-","-","-","-","-","-","-","-","-","-","-","-","-","-","-","-","-","-","-","-","-","-","-","-","-","-","-","-"]
["3D Smart Face","V30506",6000202,"启用","智能胎儿面部成像","3D Smart Face",null,"海外/国内","ALL",null,2,"Suzhou","Δ","Δ","Δ","Δ","Δ","Δ","Δ","Δ","Δ","Δ","Δ","Δ","Δ","Δ","Δ","Δ","Δ","Δ","Δ","Δ","Δ","Δ","Δ","Δ","Δ","Δ","Δ","Δ","Δ","Δ","Δ","Δ","Δ","Δ","Δ","Δ","Δ","Δ","Δ","Δ","Δ","Δ","Δ","Δ","Δ","Δ","-","Δ","Δ","Δ","Δ","Δ"]
[{"$nulls":11},"Suzhou"]
["LAN","V30600",6000258,"启用","网络连接口","LAN",null,"海外/国内","ALL",null,2,"Suzhou","X","X","X","X","X","X","X","X","X","X","X","X","X","X","X","X","X","X","X","X","X","X","X","X","X","X","X","X","X","X","X","X","X","X","X","X","X","X","X","X","X","X","X","X","X","X","X","X","X","X","X","X"]
["Network storage and printing","V30601",6000259,"启用","网络存储与网络打印","Network storage and printing",null,"海外/国内","ALL",null,2,"Suzhou","X","X","X","X","X","X","X","X","X","X","X","X","X","X","X","X","X","X","X","X","X","X","X","X","X","X","X","X","X","X","X","X","X","X","X","X","X","X","X","X","X","X","X","X","X","X","-","X","X","X","X","X"]
["Support Mobile data transmission via Bluetooth and E-Mail","V30602",6000260,"启用","支持蓝牙和邮件发送数据","Support Mobile data transmission via Bluetooth and E-Mail",null,"海外/国内","ALL",null,2,"Suzhou","X","X","X","X","X","X","X","X","X","X","X","X","X","X","X","X","X","X","X","X","X","X","X","X","X","X","X","X","X","X","X","X","X","X","X","X","X","X","X","X","X","X","X","X","X","X","-","X","X","X","X","X"]
["Patient database","V30603",6000261,"启用","病人数据管理","Patient database",null,"海外/国内","ALL",null,2,"Suzhou","X","X","X","X","X","X","X","X","X","X","X","X","X","X","X","X","X","X","X","X","X","X","X","X","X","X","X","X","X","X","X","X","X","X","X","X","X","X","X","X","X","X","X","X","X","X","X","X","X","X","X","X"]
["Quick store","V30604",6000262,"启用","快速存储","Quick store",null,"海外/国内","ALL",null,2,"Suzhou","X","X","X","X","X","X","X","X","X","X","X","X","X","X","X","X","X","X","X","X","X","X","X","X","X","X","X","X","X","X","X","X","X","X","X","X","X","X","X","X","X","X","X","X","X","X","X","X","X","X","X","X"]
["Auto trace in PW","V30605",6000263,"启用","频谱自动跟踪测量","Auto trace in PW",null,"海外/国内","ALL",null,2,"SuZhou","X","X","X","X","X","X","X","X","X","X","X","X","X","X","X","X","X","X","X","X","X","X","X","X","X","X","X","X","X","X","X","X","X","X","X","X","X","X","X","X","X","X","X","X","X","X","X","X","X","X","X","X"]
["Vascular calculations","V30606",6000264,"启用","血管测量包","Vascular calculations",null,"海外/国内","ALL",null,2,"Suzhou","X","X","X","X","X","X","X","X","X","X","X","X","X","X","X","X","X","X","X","X","X","X","X","X","X","X","X","X","X","X","X","X","X","X","X","X","X","X","X","X","X","X","X","X","X","X","X","X","X","X","X","X"]
["Cardiac calculations","V30607",6000265,"启用","心脏测量包","Cardiac calculations",null,"海外/国内","ALL",null,2,"Suzhou","X","X","X","X","X","X","X","X","X","X","X","X","X","X","X","X","X","X","X","X","X","X","X","X","X","X","X","X","X","X","X","X","X","X","X","X","X","X","X","X","X","X","X","X","X","X","X","X","X","X","X","X"]
["OB calculations and tables","V30608",6000266,"启用","产科计算包及胎儿生长曲线表","OB calculations and tables",null,"海外/国内","ALL",null,2,"Suzhou","Δ","Δ","Δ","Δ","Δ","Δ","Δ","Δ","Δ","Δ","Δ","Δ","Δ","Δ","Δ","Δ","Δ","Δ","Δ","Δ","Δ","Δ","Δ","Δ","Δ","Δ","Δ","Δ","Δ","Δ","Δ","Δ","Δ","Δ","Δ","Δ","Δ","Δ","Δ","Δ","Δ","Δ","Δ","Δ","Δ","Δ","Δ","Δ","Δ","Δ","Δ","Δ"]
["Gynecological calculations","V30609",6000267,"启用","妇科计算包","Gynecological calculations",null,"海外/国内","ALL",null,2,"Suzhou","Δ","Δ","Δ","Δ","Δ","Δ","Δ","Δ","Δ","Δ","Δ","Δ","Δ","Δ","Δ","Δ","Δ","Δ","Δ","Δ","Δ","Δ","Δ","Δ","Δ","Δ","Δ","Δ","Δ","Δ","Δ","Δ","Δ","Δ","Δ","Δ","Δ","Δ","Δ","Δ","Δ","Δ","Δ","Δ","Δ","Δ","Δ","Δ","Δ","Δ","Δ","Δ"]
["Urological calculations","V30610",6000268,"启用","泌尿科计算包","Urological calculations",null,"海外/国内","ALL",null,2,"Suzhou","Δ","Δ","Δ","Δ","Δ","Δ","Δ","Δ","Δ","Δ","Δ","Δ","Δ","Δ","Δ","Δ","Δ","Δ","Δ","Δ","Δ","Δ","Δ","Δ","Δ","Δ","Δ","Δ","Δ","Δ","Δ","Δ","Δ","Δ","Δ","Δ","Δ","Δ","Δ","Δ","Δ","Δ","Δ","Δ","Δ","Δ","Δ","Δ","Δ","Δ","Δ","Δ"]
["Renal calculations","V30611",6000269,"启用","肾脏计算包","Renal calculations",null,"海外/国内","ALL",null,2,"Suzhou","X","X","X","X","X","X","X","X","X","X","X","X","X","X","X","X","X","X","X","X","X","X","X","X","X","X","X","X","X","-","-","-","X","X","X","-","-","-","-","-","-","-","-","-","-","-","X","X","X","-","X","-"]
["Volume calculations","V30612",6000270,"启用","容积计算包","Volume calculations",null,"海外/国内","ALL",null,2,"Suzhou","X","X","X","X","X","X","X","X","X","X","X","X","X","X","X","X","X","X","X","X","X","X","X","X","X","X","X","X","X","-","-","-","X","X","X","-","-","-","-","-","-","-","-","-","-","-","X","X","X","-","X","-"]
[]
["Optional peripherals"]
["Power Filter","V30390","1000531-2","启用","抗干扰电源滤波器组件_万能插座","Power Filter",null,"海外/国内","ALL",null,1,"Suzhou","X","X","X","X","X","X","X","X","X","X","X","X","X","X","X","X","X","X","X","X","X","X","X","X","X","X","X","X","X","X","X","X","X","X","X","X","X","X","X","X","X","X","X","X","O","O","O","X","X","X","X","X"]
["Power Filter","V30390","1000531-1","停用","抗干扰电源滤波器组件_万能插座","Power Filter",null,"海外/国内","ALL",null,1,"Suzhou","X","X","X","X","X","X","X","X","X","X","X","X","X","X","X","X","X","X","X","X","X","X","X","X","X","X","X","X","X","X","X","X","-","-","-","X","X","X","X","X","X","X","X","X","O","O","-","-","-","-","-","-"]
["VCloud interface","V30173",6000075,"启用","远程传输接口","VCloud interface",null,"海外/国内","ALL",null,2,"Suzhou","X","X","X","X","X","X","X","X","X","X","X","X","X","X","X","X","X","X","X","X","X","X","X","X","X","X","X","X","X","X","X","X","X","X","X","X","X","X","X","X","X","X","X","X","X","X","-","X","X","X","X","X"]
["VGuide","V30214",1000492,"启用","微磁引导(含磁化器+体模)","VGuide",null,"海外/国内","ALL",null,2,"Suzhou","-","-","-","-","-","-","-","-","-","-","-","-","-","-","-","-","-","-","-","-","-","-","-","-","-","-","-","-","-","-","-","-","O","O","O","O","O","O","O","O","O","-","-","-","-","-","-","-","-","-","-","O"]
["DVI转VGA转换器套件","V30169",2000095,"停用","DVI转VGA转换器套件","DVI to VGA converter",null,"国内","CN",null,1,"Suzhou","O","O","O","O","O","O","O","O","O","O","O","O","O","O","O","O","O","O","O","O","O","O","O","O","O","O","O","O","O","O","O","O","-","-","-","-","-","-","-","-","-","-","-","-","-","-","-","-","-","-","-","-"]
["DVI_24+5公转VGA母转接头","V30550",3201746,"启用","DVI转VGA转换器套件","DVI to VGA converter",null,"国内","CN",null,1,"Suzhou","O","O","O","O","O","O","O","O","O","O","O","O","O","O","O","O","O","O","O","O","O","O","O","O","O","O","O","O","O","O","O","O","-","-","-","-","-","-","-","-","-","-","-","-","-","-","-","O","O","O","O","-"]
["USB single button foot switch","V30083",3200608,"启用","USB单踏脚踏开关","USB single button foot switch",null,"海外/国内","ALL",null,1,"Suzhou","-","-","-","-","-","-","-","-","-","-","-","-","-","-","-","-","-","-","-","-","-","-","-","-","O","O","O","-","O","O","O","O","-","-","-","-","-","-","-","-","-","-","-","-","-","-","-","-","-","O","O","-"]
["USB double button foot switch","V30084",3200609,"启用","USB双踏脚踏开关","USB double button foot switch",null,"海外/国内","ALL",null,1,"Suzhou","O","O","O","O","O","O","O","O","O","O","O","O","O","O","O","O","O","O","O","O","O","O","O","O","-","-","-","O","-","-","-","-","O","O","O","O","O","O","O","O","O","O","O","O","O","O","O","O","O","-","-","O"]
["USB video acquisition card for video output","V30151",3200744,"停用","中安USB视频采集卡（US2000视频采集盒）","USB video acquisition card for video output",null,"海外/国内","ALL",null,1,"Suzhou","O","O","O","O","O","O","O","O","O","O","O","O","O","O","O","O","O","O","O","O","O","O","O","O","O","O","O","O","O","O","O","O","-","-","-","O","O","O","O","O","O","O","O","O","O","O","-","-","-","-","-","-"]
["外置导声胶加热器","V10047",9000077,"启用","外置导声胶加热器","External Gel Warmer",null,"海外/国内","ALL",null,1,"Suzhou","-","-","-","-","-","-","-","-","-","-","-","-","-","O","O","O","O","O","O","O","O","O","O","O","O","O","O","O","O","O","O","O","-","-","-","-","-","-","-","-","-","O","O","O","O","O","-","-","O","O","O","-"]
["USB audio adapter","V30341",3200691,"启用","USB 外置声卡","USB audio adapter",null,"国内","CN",null,1,"Suzhou","Δ","Δ","Δ","Δ","Δ","Δ","Δ","Δ","Δ","Δ","Δ","Δ","Δ","Δ","Δ","Δ","Δ","Δ","Δ","Δ","Δ","Δ","Δ","Δ","Δ","Δ","Δ","Δ","Δ","Δ","Δ","Δ","Δ","Δ","Δ","Δ","Δ","Δ","Δ","Δ","Δ","Δ","Δ","Δ","Δ","Δ","Δ","Δ","Δ","Δ","Δ","Δ"]
["DVI转HDMI视频输出线-50cm","V30424",3200788,"启用","DVI转HDMI视频输出线","DVI to HDMI cable for trolley &TOONA_50cm",null,"海外/国内","ALL",null,1,"Suzhou","-","-","-","-","-","-","-","-","-","-","-","-","-","-","-","-","-","-","-","-","-","-","-","-","-","-","-","-","-","-","-","-","-","-","-","-","-","-","-","-","-","-","-","-","-","-","-","-","-","-","-","-"]
["HDMI port adapter ","V30425",3201382,"启用","DVI转HDMI转接头","HDMI port adapter ",null,"海外/国内","ALL",null,1,"Suzhou","X","X","X","X","X","X","X","X","X","X","X","X","X","X","X","X","X","X","X","X","X","X","X","X","X","X","X","X","X","X","X","X","-","-","-","-","-","-","-","-","-","-","-","-","X","X","X","X","X","X","X","-"]
["绿联CM390蓝牙(USB bluetooth adapter) （非CE国家使用）","V30643",3202038,"启用","蓝牙适配器","Bluetooth adapter",null,"海外/国内","ALL",null,2,"Suzhou","-","-","-","-","-","-","-","-","-","-","-","-","-","-","-","-","-","-","-","-","-","-","-","-","-","-","-","-","-","-","-","-","O","O","O","O","O","O","O","O","O","O","O","O","O","O","-","-","-","-","-","O"]
["Bluetooth adapter","V30082",3200606,"启用","蓝牙适配器","Bluetooth adapter",null,"海外/国内","ALL",null,2,"Suzhou","X","X","X","X","X","X","X","X","X","X","X","X","X","O","O","O","O","O","O","O","O","O","O","O","O","O","O","O","O","O","O","O","O","O","O","O","O","O","O","O","O","O","O","O","O","O","-","X","O","O","O","O"]
["USB Flash Drive","V30023",3200372,"启用","USB闪存盘","USB Flash Drive",null,"海外/国内","ALL",null,2,"Suzhou","O","O","O","O","O","O","O","O","O","O","O","O","O","O","O","O","O","O","O","O","O","O","O","O","O","O","O","O","O","O","O","O","O","O","O","O","O","O","O","O","O","O","O","O","-","-","-","O","O","O","O","O"]
["UP-X898MD BW printer","V30024",3200783,"启用","SONY打印机UP-X898MD","UP-X898MD BW printer",null,"海外/国内","ALL",null,1,"Suzhou","O","O","O","O","O","O","O","O","O","O","O","O","O","O","O","O","O","O","O","O","O","O","O","O","O","O","O","O","O","O","-","O","-","-","-","-","-","-","-","-","-","-","-","-","-","-","-","O","O","O","O","-"]
["UP-D898MD  printer（非CE国家）","V30657",3201814,"启用","UP-D898MD  printer","UP-D898MD  printer",null,"海外/国内","PY/PE/CO/AR/UY/SA/SY/YE/OM/AE/TR/MM/DZ/EG/ET/KE/LY/MU/MA/NG/TZ/UG/TN/MX/EC/DO/GT/PH/KH/UZ/KG/KZ/IN/BO/CL/BY/MY/IQ/TH/VN/KR/LB/NP/AU",null,1,"Suzhou","O","O","O","O","O","O","O","O","O","O","O","O","O","O","O","O","O","O","O","O","O","O","O","O","O","O","O","O","O","O","-","O","-","-","-","-","-","-","-","-","-","-","-","-","-","-","-","O","O","O","O","-"]
["UP-X898MD打印机套件","V30702","2000401","启用","UP-X898MD打印机套件","UP-X898MD BW printer",null,"海外/国内","ALL",null,1,"SuZhou","-","-","-","-","-","-","-","-","-","-","-","-","-","-","-","-","-","-","-","-","-","-","-","-","-","-","-","-","-","-","O","-","O","O","O","O","O","O","O","O","O","O","O","O","O","O","O","-","-","-","-","O"]
["UP-D898MD打印机套件（非CE国家）","V30703","2000402","启用","UP-D898MD打印机套件","UP-D898MD  printer",null,"海外/国内","PY/PE/CO/AR/UY/SA/SY/YE/OM/AE/TR/MM/DZ/EG/ET/KE/LY/MU/MA/NG/TZ/UG/TN/MX/EC/DO/GT/PH/KH/UZ/KG/KZ/IN/BO/CL/BY/MY/IQ/TH/VN/KR/LB/NP/AU/RW",null,1,"Suzhou","-","-","-","-","-","-","-","-","-","-","-","-","-","-","-","-","-","-","-","-","-","-","-","-","-","-","-","-","-","-","O","-","O","O","O","O","O","O","O","O","O","O","O","O","O","O","O","-","-","-","-","O"]
["UP-D25MD color printer","V30025",3200153,"启用","UP-D25MD数字彩色图像打印机","UP-D25MD color printer",null,"海外/国内","ALL",null,1,"Suzhou","O","O","O","O","O","O","O","O","O","O","O","O","O","O","O","O","O","O","O","O","O","O","O","O","O","O","O","O","O","O","O","O","O","O","O","O","O","O","O","O","O","O","O","O","O","O","O","O","O","O","O","O"]
["USB DVDRW （E20）","V30108",1000387,"启用","USB刻录机E20系列","USB DVDRW （E20）",null,"海外/国内","ALL",null,1,"Suzhou","-","-","-","-","-","-","-","-","-","-","-","-","-","-","-","-","-","-","-","-","-","-","-","-","O","O","O","-","O","O","O","O","-","-","-","-","-","-","-","-","-","-","-","-","-","-","-","-","-","O","O","-"]
["USB DVDRW （portable）","V30180",3200725,"启用","USB刻录机便携机系列","USB DVDRW （portable）",null,"海外/国内","ALL",null,1,"Suzhou","-","-","-","-","-","-","-","-","-","-","-","-","-","-","-","-","-","-","-","-","-","-","-","-","-","-","-","-","-","-","-","-","O","O","O","O","O","O","O","O","O","O","O","O","O","O","-","-","-","-","-","O"]
["Cart-S CHN (only for China)","V30154",9000063,"停用","简易台车","Cart-S CHN (only for China)",null,"国内","CN",null,1,"Suzhou","-","-","-","-","-","-","-","-","-","-","-","-","-","-","-","-","-","-","-","-","-","-","-","-","-","-","-","-","-","-","-","-","-","-","-","O","O","O","O","O","O","O","O","O","-","-","-","-","-","-","-","-"]
["Cart-S INT","V30162",9000058,"停用","Cart-S INT","Cart-S INT",null,"海外","ALL",null,1,"Suzhou","-","-","-","-","-","-","-","-","-","-","-","-","-","-","-","-","-","-","-","-","-","-","-","-","-","-","-","-","-","-","-","-","-","-","-","O","O","O","O","O","O","O","O","O","-","-","-","-","-","-","-","-"]
["2 extended probe ports","V30153",1000358,"停用","二探头口组件","2 extended probe ports",null,"海外/国内","ALL",null,1,"Suzhou","-","-","-","-","-","-","-","-","-","-","-","-","-","-","-","-","-","-","-","-","-","-","-","-","-","-","-","-","-","-","-","-","-","-","-","O","O","O","O","O","O","O","O","O","-","-","-","-","-","-","-","-"]
["Cart-S INT for 3P","V10043",9000074,"停用","Cart-S INT for 3P","Cart-S INT for 3P",null,"海外","ALL",null,1,"Suzhou","-","-","-","-","-","-","-","-","-","-","-","-","-","-","-","-","-","-","-","-","-","-","-","-","-","-","-","-","-","-","-","-","-","-","-","O","O","O","O","O","O","O","O","O","-","-","-","-","-","-","-","-"]
["3口扩展槽转接口","V30152","1000362-1","停用","三探头口组件","3 extended probe ports",null,"海外/国内","ALL",null,1,"Suzhou","-","-","-","-","-","-","-","-","-","-","-","-","-","-","-","-","-","-","-","-","-","-","-","-","-","-","-","-","-","-","-","-","-","-","-","O","O","O","O","O","O","O","O","O","-","-","-","-","-","-","-","-"]
["带三口探头箱电池包推车  CART-F","V30207",9000087,"停用","带三口探头箱电池包推车","Cart with battery and 3 probe ports",null,"海外/国内","ALL",null,1,"Suzhou","-","-","-","-","-","-","-","-","-","-","-","-","-","-","-","-","-","-","-","-","-","-","-","-","-","-","-","-","-","-","-","-","-","-","-","O","O","O","O","O","O","O","O","O","-","-","-","-","-","-","-","-"]
["CART-S整机版-新","V30521",9000585,"停用","简易台车","Cart-S CHN ",null,"国内","CN",null,1,"Suzhou","-","-","-","-","-","-","-","-","-","-","-","-","-","-","-","-","-","-","-","-","-","-","-","-","-","-","-","-","-","-","-","-","-","-","-","O","O","O","O","O","O","O","O","O","-","-","-","-","-","-","-","-"]
["CART-S整机版-新","V10855","9000585-1\n","启用","简易台车","Cart-S CHN ",null,"国内","CN",null,1,"Suzhou","-","-","-","-","-","-","-","-","-","-","-","-","-","-","-","-","-","-","-","-","-","-","-","-","-","-","-","-","-","-","-","-","O","O","O","O","O","O","O","O","O","O","O","O","-","-","-","-","-","-","-","-"]
["CART-S散装版-新","V30520",9000584,"停用","散装海外版","Cart-S INT ",null,"海外","ALL",null,1,"Suzhou","-","-","-","-","-","-","-","-","-","-","-","-","-","-","-","-","-","-","-","-","-","-","-","-","-","-","-","-","-","-","-","-","-","-","-","-","-","-","-","-","-","-","-","-","-","-","-","-","-","-","-","-"]
["CART-S通用版（海外）","V10854","9000584-1","启用","CART-S通用版","Cart-S INT ",null,"海外","ALL",null,1,"Suzhou","-","-","-","-","-","-","-","-","-","-","-","-","-","-","-","-","-","-","-","-","-","-","-","-","-","-","-","-","-","-","-","-","O","O","O","O","O","O","O","O","O","O","O","O","-","-","-","-","-","-","-","O"]
["二探头组件-新","V30524",1000914,"停用","二探头口组件","2 extended probe ports",null,"海外/国内","ALL",null,1,"Suzhou","-","-","-","-","-","-","-","-","-","-","-","-","-","-","-","-","-","-","-","-","-","-","-","-","-","-","-","-","-","-","-","-","-","-","-","O","O","O","O","O","O","O","O","O","-","-","-","-","-","-","-","-"]
["三探头口组件-新","V30525",1000915,"启用","三探头口组件","3 extended probe ports",null,"海外/国内","ALL",null,1,"Suzhou","-","-","-","-","-","-","-","-","-","-","-","-","-","-","-","-","-","-","-","-","-","-","-","-","-","-","-","-","-","-","-","-","O","O","O","O","O","O","O","O","O","O","O","O","-","-","-","-","-","-","-","O"]
["Cart-F with battery and 3 probe ports-新","V30519",9000583,"启用","带三口探头箱电池包推车","Cart with battery and 3 probe ports",null,"海外/国内","ALL",null,1,"Suzhou","-","-","-","-","-","-","-","-","-","-","-","-","-","-","-","-","-","-","-","-","-","-","-","-","-","-","-","-","-","-","-","-","-","-","-","O","O","O","O","O","O","O","O","O","-","-","-","-","-","-","-","O"]
["CART带电池包全功能手推车通用版 ","V10853","9000583-1","启用","CART带电池包全功能手推车通用版 ","Cart-F with battery and 3 probe ports",null,"海外/国内","ALL",null,1,"Suzhou",{"$nulls":31},"-","O","O","O","-"]
["台车中文操作手册","V30265",8000142,"停用","台车中文操作手册","Cart Basic User Manual ZH_CN (only for China)",null,"国内","CN",null,1,"Suzhou","-","-","-","-","-","-","-","-","-","-","-","-","-","-","-","-","-","-","-","-","-","-","-","-","-","-","-","-","-","-","-","-","-","-","-","O","O","O","O","O","O","O","O","O",null,null,null,"-","-","-","-","-"]
["台车中文操作手册","V30265","8000380","启用","台车中文操作手册","Cart Basic User Manual ZH_CN",null,"国内","CN",null,1,"Suzhou","-","-","-","-","-","-","-","-","-","-","-","-","-","-","-","-","-","-","-","-","-","-","-","-","-","-","-","-","-","-","-","-","O","O","O","O","O","O","O","O","O","O","O","O","-","-","-","-","-","-","-","-"]
["Cart_F Basic User Manual _EN","V30266",8000143,"启用","台车操作手册英文版","Cart Basic User Manual _EN",null,"海外","ALL",null,1,"Suzhou","-","-","-","-","-","-","-","-","-","-","-","-","-","-","-","-","-","-","-","-","-","-","-","-","-","-","-","-","-","-","-","-","O","O","O","O","O","O","O","O","O","O","O","O","-","-","-","-","-","-","-","O"]
["Cart_F Basic User Manual _DE","V30437",8000438,"启用","台车操作手册德语版","Cart Basic User Manual _DE",null,"海外","ALL",null,1,"Suzhou","-","-","-","-","-","-","-","-","-","-","-","-","-","-","-","-","-","-","-","-","-","-","-","-","-","-","-","-","-","-","-","-","O","O","O","O","O","O","O","O","O","O","O","O","-","-","-","-","-","-","-","O"]
["Cart_F Basic User Manual _PT-BR","V30802",8000631,"启用","台车操作手册葡萄牙语版","Cart_F Basic User Manual _PT-BR",null,"海外","ALL",null,1,"Suzhou","-","-","-","-","-","-","-","-","-","-","-","-","-","-","-","-","-","-","-","-","-","-","-","-","-","-","-","-","-","-","-","-","O","O","O","O","O","O","O","O","O","O","O","O","-","-","-","-","-","-","-","-"]
["Cart_F Basic User Manual _RU","V30810",8000534,"启用","台车操作手册俄语版","Cart_F Basic User Manual _RU",null,"海外","ALL",null,1,"Suzhou","-","-","-","-","-","-","-","-","-","-","-","-","-","-","-","-","-","-","-","-","-","-","-","-","-","-","-","-","-","-","-","-","O","O","O","O","O","O","O","O","O","O","O","O","-","-","-","-","-","-","-","-"]
["2 extended probe ports（单独购买）","V30153",2000169,"停用","二探头口组件","2 extended probe ports(only for single purchase)",null,"海外/国内","ALL",null,1,"Suzhou","-","-","-","-","-","-","-","-","-","-","-","-","-","-","-","-","-","-","-","-","-","-","-","-","-","-","-","-","-","-","-","-","-","-","-","O","O","O","O","O","O","O","O","O","-","-","-","-","-","-","-","-"]
["3 extended probe ports（单独购买）","V30152",2000170,"停用","三探头口组件","3 extended probe ports(only for single purchase)",null,"海外/国内","ALL",null,1,"Suzhou","-","-","-","-","-","-","-","-","-","-","-","-","-","-","-","-","-","-","-","-","-","-","-","-","-","-","-","-","-","-","-","-","-","-","-","O","O","O","O","O","O","O","O","O","-","-","-","-","-","-","-","-"]
["二探头套件-新（单独购买）","V30524",2000252,"停用","二探头套件","2 extended probe ports(only for single purchase)",null,"海外/国内","ALL",null,1,"Suzhou","-","-","-","-","-","-","-","-","-","-","-","-","-","-","-","-","-","-","-","-","-","-","-","-","-","-","-","-","-","-","-","-","-","-","-","O","O","O","O","O","O","O","O","O","-","-","-","-","-","-","-","-"]
["三探头口套件-新（单独购买）","V30525",2000253,"启用","三探头口套件","3 extended probe ports(only for single purchase)",null,"海外/国内","ALL",null,1,"Suzhou","-","-","-","-","-","-","-","-","-","-","-","-","-","-","-","-","-","-","-","-","-","-","-","-","-","-","-","-","-","-","-","-","O","O","O","O","O","O","O","O","O","O","O","O","-","-","-","-","-","-","-","O"]
["CART-L","V10304",9000507,"停用","简易台车","CART-L",null,"海外","ALL",null,1,"Suzhou","-","-","-","-","-","-","-","-","-","-","-","-","-","-","-","-","-","-","-","-","-","-","-","-","-","-","-","-","-","-","-","-","-","-","-","O","O","O","O","O","O","O","O","O","-","-","-","-","-","-","-","-"]
["CART-L海外通用版","V10852","9000507-1","启用","简易台车","CART-L",null,"海外","ALL",null,1,"Suzhou","-","-","-","-","-","-","-","-","-","-","-","-","-","-","-","-","-","-","-","-","-","-","-","-","-","-","-","-","-","-","-","-","O","O","O","O","O","O","O","O","O","O","O","O","-","-","-","-","-","-","-","O"]
["CART-L国内版","V10303",9000506,"启用","简易台车","CART-L",null,"国内","CN",null,1,"Suzhou","-","-","-","-","-","-","-","-","-","-","-","-","-","-","-","-","-","-","-","-","-","-","-","-","-","-","-","-","-","-","-","-","O","O","O","O","O","O","O","O","O","O","O","O","-","-","-","-","-","-","-","-"]
["CART-L两口探头箱组件","V30466",1000865,"停用","CART-L两口探头箱组件","CART-L 2 extended probe ports",null,"海外/国内","ALL",null,1,"Suzhou","-","-","-","-","-","-","-","-","-","-","-","-","-","-","-","-","-","-","-","-","-","-","-","-","-","-","-","-","-","-","-","-","-","-","-","O","O","O","O","O","O","O","O","O","-","-","-","-","-","-","-","-"]
["CART-L两口探头箱组件"," V30466",1000798,"启用","CART-L两口探头箱组件","CART-L 2 extended probe ports",null,"海外/国内","ALL",null,1,"Suzhou","-","-","-","-","-","-","-","-","-","-","-","-","-","-","-","-","-","-","-","-","-","-","-","-","-","-","-","-","-","-","-","-","O","O","O","O","O","O","O","O","O","O","O","O","-","-","-","-","-","-","-","O"]
["CART-L三口探头箱组件","V30467",1000799,"启用","CART-L三口探头箱组件","CART-L 3 extended probe ports",null,"海外/国内","ALL",null,1,"Suzhou","-","-","-","-","-","-","-","-","-","-","-","-","-","-","-","-","-","-","-","-","-","-","-","-","-","-","-","-","-","-","-","-","O","O","O","O","O","O","O","O","O","O","O","O","-","-","-","-","-","-","-","O"]
["CART-L两口探头箱套件（单独购买）"," V30466",2000277,"启用","CART-L两口探头箱套件","CART-L 2 extended probe ports(only for single purchase)",null,"海外/国内","ALL",null,1,"Suzhou"]
["CART-L三口探头箱套件（单独购买）"," V30467",2000278,"启用","CART-L三口探头箱套件","CART-L 3 extended probe ports(only for single purchase)",null,"海外/国内","ALL",null,1,"Suzhou"]
["USB B/W graphic printer slot","V30160",1000367,"停用","CART打印机支架组件","USB B/W graphic printer slot",null,"海外/国内","ALL",null,1,"Suzhou","-","-","-","-","-","-","-","-","-","-","-","-","-","-","-","-","-","-","-","-","-","-","-","-","-","-","-","-","-","-","-","-","-","-","-","X","X","X","X","X","X","X","X","X","-","-","-","-","-","-","-","-"]
["HDMI port,VGA port,S-Video port","V30206",1000473,"启用","HDMI/VGA/S-Video转接口","HDMI port,VGA port,S-Video port",null,"海外/国内","ALL",null,1,"Suzhou","-","-","-","-","-","-","-","-","-","-","-","-","-","-","-","-","-","-","-","-","-","-","-","-","-","-","-","-","-","-","-","-","O","O","O","O","O","O","O","O","O","O","O","O","-","-","-","-","-","-","-","O"]
["便携独立包装电池（包含TOONA系列）","V30148",1000349,"启用","独立包装电池","Battery Pack with separated package",null,"海外/国内","ALL",null,1,"Suzhou","-","-","-","-","-","-","-","-","-","-","-","-","-","-","-","-","-","-","-","-","-","-","-","-","-","-","-","-","-","-","-","-","O","O","O","O","O","O","O","O","O","O","O","O","O","O","O","-","-","-","-","O"]
["CART battery pack assembly","V30155",1000363,"启用","台车 电池包组件","CART battery pack assembly",null,"海外/国内","ALL",null,1,"Suzhou","-","-","-","-","-","-","-","-","-","-","-","-","-","-","-","-","-","-","-","-","-","-","-","-","-","-","-","-","-","-","-","-","O","O","O","O","O","O","O","O","O","O","O","O","-","-","-","-","-","-","-","O"]
["CART power panel assembly","V30156",1000364,"启用","台车 电源面板组件","CART power panel assembly",null,"海外/国内","ALL",null,1,"Suzhou","-","-","-","-","-","-","-","-","-","-","-","-","-","-","-","-","-","-","-","-","-","-","-","-","-","-","-","-","-","-","-","-","O","O","O","O","O","O","O","O","O","O","O","O","-","-","-","-","-","-","-","O"]
["DP to S-Video, HDMI(DVI), VGA converter on cart","V30208",1000476,"停用","台车 视频转换输出组件","DP to S-Video, HDMI(DVI), VGA converter on cart",null,"海外/国内","ALL",null,1,"Suzhou","-","-","-","-","-","-","-","-","-","-","-","-","-","-","-","-","-","-","-","-","-","-","-","-","-","-","-","-","-","-","-","-","-","-","-","O","O","O","O","O","O","O","O","O","-","-","-","-","-","-","-","-"]
["Cart USB hub","V30158",1000366,"启用","台车  USB 转接口","Cart USB hub",null,"海外/国内","ALL",null,1,"Suzhou","-","-","-","-","-","-","-","-","-","-","-","-","-","-","-","-","-","-","-","-","-","-","-","-","-","-","-","-","-","-","-","-","O","O","O","O","O","O","O","O","O","O","O","O","O","O","O","-","-","-","-","O"]
["定制拉杆箱组件","V30551",1001024,"启用","便携式拉杆箱","Travelling case ",null,"海外/国内","ALL",null,1,"Suzhou","-","-","-","-","-","-","-","-","-","-","-","-","-","-","-","-","-","-","-","-","-","-","-","-","-","-","-","-","-","-","-","-","O","O","O","O","O","O","O","O","O","O","O","O","O","O","O","-","-","-","-","O"]
["V8箱包组件（新秀丽）","V30543",1000321,"停用","便携式拉杆箱","Travelling case(Sam sonite)",null,"海外/国内","ALL",null,1,"Suzhou","-","-","-","-","-","-","-","-","-","-","-","-","-","-","-","-","-","-","-","-","-","-","-","-","-","-","-","-","-","-","-","-","-","-","-","O","O","O","O","O","O","O","O","O","O","O","-","-","-","-","-","-"]
["portable 箱包组件","V30147",1000664,"停用","便携式拉杆箱","Travelling case",null,"海外/国内","ALL",null,1,"Suzhou","-","-","-","-","-","-","-","-","-","-","-","-","-","-","-","-","-","-","-","-","-","-","-","-","-","-","-","-","-","-","-","-","-","-","-","O","O","O","O","O","O","O","O","O","O","O","-","-","-","-","-","-"]
["Portable keyboard dust film(Minimum order quantity 10pcs,1pcs/1package)","V30422",3001755,"启用"," 键盘防尘膜"," keyboard dust film(Minimum order quantity 10pcs,1pcs/1package)",null,"海外/国内","ALL",null,1,"Suzhou","-","-","-","-","-","-","-","-","-","-","-","-","-","-","-","-","-","-","-","-","-","-","-","-","-","-","-","-","-","-","-","-","O","O","O","O","O","O","O","O","O","O","O","O","-","-","-","-","-","-","-","O"]
["Toona 键盘防水膜","V30421",3001809,"启用","键盘防水膜","  Keyboard waterproofing membrane(Minimum package quantity 10pcs,10pcs/Bag)",null,"海外/国内","ALL",null,1,"Suzhou","-","-","-","-","-","-","-","-","-","-","-","-","-","-","-","-","-","-","-","-","-","-","-","-","-","-","-","-","-","-","-","-","-","-","-","-","-","-","-","-","-","-","-","-","O","O","O","-","-","-","-","-"]
["V30键盘中文保护膜","V30412",3001271,"停用"," 键盘中文保护膜","  keyboard Chinese protective film ",null,"国内","CN",null,1,"Suzhou","-","-","-","-","-","-","-","-","-","-","-","-","-","-","-","-","-","-","-","-","-","-","-","-","-","-","-","-","-","-","-","-","-","-","-","-","-","-","-","-","-","-","-","-","-","-","-","-","-","-","-","-"]
[" 86/65系列键盘中文保护膜","V30413",3001272,"停用"," 键盘中文保护膜"," keyboard Chinese protective film ",null,"国内","CN",null,1,"Suzhou","-","-","-","-","-","-","-","-","-","-","-","-","-","-","-","-","-","-","-","-","-","-","-","-","-","-","-","-","-","-","-","-","-","-","-","-","-","-","-","-","-","-","-","-","-","-","-","-","-","-","-","-"]
["E20键盘中文保护膜","V30414",3001273,"启用"," 键盘中文保护膜"," keyboard Chinese protective film ",null,"国内","CN",null,1,"Suzhou","-","-","-","-","-","-","-","-","-","-","-","-","-","-","-","-","-","-","-","-","-","-","-","-","O","O","O","-","O","O","O","O","-","-","-","-","-","-","-","-","-","-","-","-","-","-","-","-","-","-","-","-"]
[" 86/65系列新键盘中文保护膜","V30415",3001811,"启用"," 新键盘中文保护膜"," keyboard Chinese protective film ",null,"国内","CN",null,1,"Suzhou","O","O","O","O","O","O","O","O","O","O","O","O","O","-","-","-","-","-","-","-","-","-","-","-","-","-","-","-","-","-","-","-","-","-","-","-","-","-","-","-","-","-","-","-","-","-","-","O","-","-","-","-"]
["OR_海外键盘保护膜套件","V30779 ",2000441,"启用","OR_海外键盘保护膜套件","OR Series Keyboard Protective Film",null,"海外","ALL",null,1,"Suzhou","O","O","O","O","-","O","O","-","-","O","O","O","O","-","-","-","-","-","-","-","-","-","-","-","-","-","-","-","-","-","-","-","-","-","-","-","-","-","-","-","-","-","-","-","-","-","-","O","-","-","-","-"]
["G55新键盘中文保护膜","V30416",3001878,"启用"," 新键盘中文保护膜"," keyboard Chinese protective film ",null,"国内","CN",null,1,"Suzhou","-","-","-","-","-","-","-","-","-","-","-","-","-","O","O","O","O","O","O","O","O","O","O","O","-","-","-","O","-","-","-","-","-","-","-","-","-","-","-","-","-","-","-","-","-","-","-","-","-","-","-","-"]
["G55系列键盘防水膜套件","V30513",2000262,"启用"," 键盘防水膜套件","G55 series keyboard waterproof kit(Minimum package quantity 10pcs,10pcs/Bag)",null,"海外/国内","ALL",null,1,"Suzhou","-","-","-","-","-","-","-","-","-","-","-","-","-","O","O","O","O","O","O","O","O","O","O","O","-","-","-","O","-","-","-","-","-","-","-","-","-","-","-","-","-","-","-","-","-","-","-","-","O","-","-","-"]
["E20系列键盘防水膜套件","V30514",2000263,"启用"," 键盘防水膜套件","E20 series keyboard waterproof kit(Minimum package quantity 10pcs,10pcs/Bag)",null,"海外/国内","ALL",null,1,"Suzhou","-","-","-","-","-","-","-","-","-","-","-","-","-","-","-","-","-","-","-","-","-","-","-","-","O","O","O","-","O","O","O","O","-","-","-","-","-","-","-","-","-","-","-","-","-","-","-","-","-","O","O","-"]
["OR键盘防水膜套件","V30515 ",2000264,"启用","键盘防水膜套件","OR series keyboard waterproof kit(Minimum package quantity 10pcs,10pcs/Bag)",null,"海外/国内","ALL",null,1,"Suzhou","O","O","O","O","O","O","O","O","O","O","O","O","O","-","-","-","-","-","-","-","-","-","-","-","-","-","-","-","-","-","-","-","-","-","-","-","-","-","-","-","-","-","-","-","-","-","-","O","-","-","-","-"]
["V8系列海外键盘保护膜套件","V30747",2000430,"启用","V8系列海外键盘保护膜套件","V8 Series Keyboard Protective Film kit",null,"海外","ALL",null,1,"Suzhou","-","-","-","-","-","-","-","-","-","-","-","-","-","-","-","-","-","-","-","-","-","-","-","-","-","-","-","-","-","-","-","-","-","-","-","O","O","O","O","O","O","O","O","O","-","-","-","-","-","-","-","O"]
["G55、R系列海外键盘保护膜套件","V30749",2000432,"启用","G55、R系列海外键盘保护膜套件","G55,R Series Keyboard Protective Film kit",null,"海外","ALL",null,1,"Suzhou","-","-","-","-","-","-","-","-","-","-","-","-","-","O","O","O","O","O","O","O","O","O","O","O","-","-","-","O","-","-","-","-","-","-","-","-","-","-","-","-","-","-","-","-","-","-","-","-","O","-","-","-"]
["E20系列海外键盘保护膜套件","V30746",2000429,"启用","E20系列海外键盘保护膜套件","E20 Series Keyboard Protective Film kit",null,"海外","ALL",null,1,"Suzhou","-","-","-","-","-","-","-","-","-","-","-","-","-","-","-","-","-","-","-","-","-","-","-","-","O","O","O","-","O","O","O","O","-","-","-","-","-","-","-","-","-","-","-","-","-","-","-","-","-","O","O","-"]
["A系列海外键盘保护膜套件","V30748",2000431,"启用","A系列海外键盘保护膜套件","A Series Keyboard Protective Film kit",null,"海外","ALL",null,1,"Suzhou","-","-","-","-","-","-","-","-","-","-","-","-","-","-","-","-","-","-","-","-","-","-","-","-","-","-","-","-","-","-","-","-","-","-","-","-","-","-","-","-","-","-","-","-","O","O","O","-","-","-","-","-"]
["探头挂架扩展组件（一转三）","V30518",1000850,"启用","探头挂架扩展组件","extended probe hold",null,"海外/国内","ALL",null,1,"Suzhou","O","O","O","O","O","O","O","O","O","O","O","O","O","O","O","O","O","O","O","O","O","O","O","O","O","O","O","O","O","O","O","O","-","-","-","-","-","-","-","-","-","-","-","-","-","-","-","O","O","O","O","-"]
["A cart","V10226",9000382,"启用","简易台车 ","A cart",null,"海外/国内","ALL",null,1,"Suzhou","-","-","-","-","-","-","-","-","-","-","-","-","-","-","-","-","-","-","-","-","-","-","-","-","-","-","-","-","-","-","-","-","-","-","-","-","-","-","-","-","-","-","-","-","O","O","O","-","-","-","-","-"]
["X1系列腔内探头挂架组件","V30661",1001239,"未发布","X1腔内探头挂架组件","X1 Endocavity probe holder",null,"海外/国内","ALL",null,1,"Suzhou","-","-","-","-","-","-","-","-","-","-","-","-","-","-","-","-","-","-","-","-","-","-","-","-","-","-","-","-","-","-","O","-","-","-","-","-","-","-","-","-","-","-","-","-","-","-","-","-","-","-","-","-"]
["E20/E10系列腔内探头挂架组件","V30662",1001240,"未发布","E20腔内探头挂架组件","E20 Endocavity probe holder",null,"海外/国内","ALL",null,1,"Suzhou","-","-","-","-","-","-","-","-","-","-","-","-","-","-","-","-","-","-","-","-","-","-","-","-","O","O","O","-","-","O","-","-","-","-","-","-","-","-","-","-","-","-","-","-","-","-","-","-","-","-","-","-"]
["E35/G55系列腔内探头挂架组件","V30663",1001241,"启用","G55腔内探头挂架组件","G55 Endocavity probe holder",null,"海外/国内","ALL",null,1,"Suzhou","-","-","-","-","-","-","-","-","-","-","-","-","-","O","-","O","O","-","O","O","-","O","O","-","-","-","-","-","-","-","-","-","-","-","-","-","-","-","-","-","-","-","-","-","-","-","-","-","-","-","-","-"]
["Toona挂架组件  ","V30429",1000680,"停用","挂件支架","TOONA Hanger",null,"海外/国内","ALL",null,1,"Suzhou","-","-","-","-","-","-","-","-","-","-","-","-","-","-","-","-","-","-","-","-","-","-","-","-","-","-","-","-","-","-","-","-","-","-","-","-","-","-","-","-","-","-","-","-","O","O","-","-","-","-","-","-"]
[]
["*Optional peripherals(Preassemble in Factory)"]
["WIFI adapter for console（ORCHID&E20系列）","V30369",3201106,"停用","无线适配器","Wireless adapter  ",null,"海外/国内","ALL",null,2,"Suzhou","O","O","O","O","O","O","O","O","O","O","O","O","O","-","-","-","-","-","-","-","-","-","-","-","O","O","O","-","O","O","O","O","-","-","-","-","-","-","-","-","-","-","-","-","-","-","-","O","-","O","O","-"]
["WIFI adapter for console（ORCHID&E20系列&50系列）","V30558",3201853,"启用","无线适配器","Wireless adapter  ",null,"海外/国内","ALL",null,2,"Suzhou","O","O","O","O","O","O","O","O","O","O","O","O","O","O","O","O","O","O","O","O","O","O","O","O","O","O","O","O","O","O","O","O","-","-","-","-","-","-","-","-","-","-","-","-","-","-","-","O","O","O","O","-"]
["WIFI adapter for console（50系列）","V30019",2000166,"停用","无线适配器","Wireless adapter  ",null,"海外/国内","ALL",null,2,"Suzhou","-","-","-","-","-","-","-","-","-","-","-","-","-","O","O","O","O","O","O","O","O","O","O","O","-","-","-","O","-","-","-","-","-","-","-","-","-","-","-","-","-","-","-","-","-","-","-","-","O","-","-","-"]
["绿联CM448无线网卡(USB wireless) （非CE国家使用）","V30642",3202037,"启用","便携超无线适配器","Wireless adapter  ",null,"海外/国内","PE/BD/IN/BO/PK/MN/LB/OM/AE/ML/UG/RW/EC/MY/BR/VE/CO",null,2,"Suzhou","-","-","-","-","-","-","-","-","-","-","-","-","-","-","-","-","-","-","-","-","-","-","-","-","-","-","-","-","-","-","-","-","O","O","O","O","O","O","O","O","O","O","O","O","O","O","O","-","-","-","-","O"]
["TP--LINK -- WIFI6无线网卡（外置）","V30692",3202263,"启用","无线适配器","Wireless adapter  ",null,"国内","CN",null,2,"Suzhou","O","O","O","O","O","O","O","O","O","O","O","O","O","O","O","O","O","O","O","O","O","O","O","O","O","O","O","O","O","O","O","O","O","O","O","O","O","O","O","O","O","O","O","O","O","O","-","O","O","O","O","O"]
["Wireless adapter for portable","V30115",3200939,"启用","便携超无线适配器","Wireless adapter  ",null,"海外/国内","ALL",null,2,"Suzhou","-","-","-","-","-","-","-","-","-","-","-","-","-","-","-","-","-","-","-","-","-","-","-","-","-","-","-","-","-","-","-","-","O","O","O","O","O","O","O","O","O","O","O","O","O","O","O","-","-","-","-","O"]
["TL-WN725N USB无线网卡3.0","V30878","3200939-2","启用","便携超无线适配器","Wireless adapter  ",null,"海外/国内","ALL",null,2,"Suzhou","-","-","-","-","-","-","-","-","-","-","-","-","-","-","-","-","-","-","-","-","-","-","-","-","-","-","-","-","-","-","-","-","-","-","-","-","-","-","-","-","-","-","-","-","-","-","-","-","-","-","-","-","-","-","-","-","-","-","-","-","-"]
["1T机械硬盘套件","V30533",2000244,"启用"," 机械硬盘套件","HDD(1T) Kit",null,"海外/国内","ALL",null,1,"Suzhou","-","-","-","-","-","-","-","X","X","-","-","-","-","X","-","-","-","-","-","-","-","-","-","-","O","O","O","O","O","O","O","O","-","-","-","-","-","-","-","-","-","-","-","-","-","-","-","-","-","O","O","-"]
["1T硬盘_WD10PURX西部数据","V30794",3200686,"启用","1T机械硬盘（WD10PURX）  ","HDD(1T)",null,"海外/国内","ALL",null,1,"Suzhou","O","O","O","O","O","O","O","-","-","O","O","O","O","-","O","O","O","O","O","O","O","O","O","O",{"$nulls":23},"O","O","-","-","-"]
["2T机械硬盘(WD20PURX)","V30724","3202158","启用","2T机械硬盘(WD20PURX)","HDD (2T)",null,"海外/国内","ALL",null,1,"SuZhou","O","O","O","O","O","O","O","O","O","O","O","O","O","O","O","O","O","O","O","O","O","O","O","O","-","-","-","O","-","-","-","-","-","-","-","-","-","-","-","-","-","-","-","-","-","-","-","O","O","-","-","-"]
["4T机械硬盘(WD40PURX)","V30725","3202159","启用","4T机械硬盘(WD40PURX)","HDD (4T)",null,"海外/国内","ALL",null,1,"SuZhou","O","O","O","O","O","O","O","O","O","O","O","O","O","O","O","O","O","O","O","O","O","O","O","O","-","-","-","O","-","-","-","-","-","-","-","-","-","-","-","-","-","-","-","-","-","-","-","O","O","-","-","-"]
["R系列机械硬盘组件 ","V30793","1001354","启用","G55/R系列机械硬盘组件 ","G55/R series HDD Kit","compatible with HDD 1T/2T/4T","海外/国内","ALL",null,1,"Suzhou","-","-","-","-","-","-","-","-","-","-","-","-","-",null,"O","O","O","O","O","O","O","O","O","O","-","-","-","-","-","-","-","-","-","-","-","-","-","-","-","-","-","-","-","-","-","-","-","-","O","-","-","-"]
["OR_机械硬盘固定套件","V30792","2000464","启用","OR_机械硬盘固定套件","OR series HDD Kit","compatible with HDD 1T/2T/4T","海外/国内","ALL",null,1,"Suzhou","O","O","O","O","O","O","O","-","-","O","O","O","O",null,"-",null,null,null,"-","-","-","-","-","-","-","-","-","-","-","-","-","-","-","-","-","-","-","-","-","-","-","-","-","-","-","-","-","O","-","-","-","-"]
["980 NVMe PCIe3.0x4 500GB（OR ）","V30856","3202427","启用","SSD硬盘（500G)","SSD（500G)",null,"海外/国内","ALL",null,1,"Suzhou","X","X","X","X","X","X","X","X","X","X","X","X","X",null,"-","-","-","-","-","-","-","-","-","-","-","-","-","-","-","-","-","-","-","-","-","-","-","-","-","-","-","-","-","-","-","-","-","X","-","-","-","-"]
["870EVO MZ-77E500 三星（G55/R)","V30855","3202106","启用","SSD硬盘（500G)","SSD（500G)",null,"海外/国内","ALL",null,1,"Suzhou","-","-","-","-","-","-","-","-","-","-","-","-","-",null,"X","X","X","X","X","X","X","X","X","X","-",{"$nulls":23},"X"]
["2TSSD硬盘(DES25-02TDK1KCFYN)","V30726","3202223","启用","2TSSD硬盘(DES25-02TDK1KCFYN)","SSD (2T)",null,"海外/国内","ALL",null,1,"SuZhou","-","-","-","-","-","-","-","-","-","-","-","-","-","-","-","-","-","-","-","-","-","-","-","-","O","O","O","-","O","O","O","O","O","O","O","O","O","O","O","O","O","O","O","O","O","O","-","-","-","O","O","O"]
["宜鼎SSD（500G DES25-C12DK1GCFYN)","V30840",3202084,"停用","SSD硬盘（500G)","SSD（500G)",null,"海外/国内","ALL",null,1,"Suzhou","-","-","-","-","-","-","-","-","-","-","-","-","-","-","-","-","-","-","-","-","-","-","-","-","-","-","-","-","-","-","-","-","-","-","-","-","-","-","-","-","-","-","-","-","O","O","-","-","-","-","-","-"]
["宜鼎SSD（1T DES25-01TDK1GCFYN)","V30841",3202105,"停用","SSD硬盘（1T)","SSD（1T)",null,"海外/国内","ALL",null,1,"Suzhou","-","-","-","-","-","-","-","-","-","-","-","-","-","-","-","-","-","-","-","-","-","-","-","-","-","-","-","-","-","-","-","-","-","-","-","-","-","-","-","-","-","-","-","-","O","O","-","-","-","-","-","-"]
["威刚SSD","V30870",3202897,"启用","SSD硬盘（500G)","SSD（500G)",null,"海外/国内","ALL",null,1,"Suzhou","-","-","-","-","-","-","-","-","-","-","-","-","-","-","-","-","-","-","-","-","-","-","-","-","-","-","-","-","-","-","-","-","-","-","-","-","-","-","-","-","-","-","-","-","O","O","-","-","-","-","-","-"]
["威刚SSD","V30871",3202898,"启用","SSD硬盘（1T)","SSD（1T)",null,"海外/国内","ALL",null,1,"Suzhou","-","-","-","-","-","-","-","-","-","-","-","-","-","-","-","-","-","-","-","-","-","-","-","-","-","-","-","-","-","-","-","-","-","-","-","-","-","-","-","-","-","-","-","-","O","O","-","-","-","-","-","-"]
["创见TS512GSSD470P ","V30840",3202727,"启用","SSD硬盘（500G)","SSD（500G)",null,"海外/国内","ALL",null,1,"Suzhou","-","-","-","-","-","-","-","-","-","-","-","-","-","-","-","-","-","-","-","-","-","-","-","-","-","-","-","-","-","-","-","-","-","-","-","O","O","O","O","O","O","O","O","O","-","-","-","-","-","-","-","O"]
["创见TS1TSSD470P","V30841",3202726,"启用","SSD硬盘（1T)","SSD（1T)",null,"海外/国内","ALL",null,1,"Suzhou","-","-","-","-","-","-","-","-","-","-","-","-","-","-","-","-","-","-","-","-","-","-","-","-","-","-","-","-","-","-","-","-","-","-","-","O","O","O","O","O","O","O","O","O","-","-","-","-","-","-","-","O"]
["快速启动 ","V30545","3201049 ","停用","快速启动 ","Quick Start package",null,"海外/国内","ALL",null,1,"Suzhou","O","O","O","O","O","O","O","O","O","O","O","O","O","-","-","-","-","-","-","-","-","-","-","-","-","-","-","-","-","-","-","-","-","-","-","-","-","-","-","-","-","-","-","-","-","-","-","-","-","-","-","-"]
["快速启动 "," V30728",3202065,"启用","快速启动 ","Quick Start package",null,"海外/国内","ALL",null,1,"Suzhou","-","-","-","-","-","-","-","-","-","-","-","-","-","-","-","-","-","-","-","-","-","-","-","-","-","-","-","-","-","-","-","-","-","-","-","-","-","-","-","-","-","-","-","-","-","-","-","-","-","-","-","-"]
["Physical keyboard for G86/M86/G80/M80/G60","V30165",1000378,"停用","外接键盘支架组件 ","Physical keyboard ",null,"海外/国内","ALL",null,1,"Suzhou","O","O","O","O","O","O","O","O","O","O","O","O","O","-","-","-","-","-","-","-","-","-","-","-","-","-","-","-","-","-","-","-","-","-","-","-","-","-","-","-","-","-","-","-","-","-","-","O","-","-","-","-"]
["Physical keyboard for G86/M86/G80/M80/G60"," V30510",1000947,"启用","OR键盘托架组件","Physical keyboard ",null,"海外/国内","ALL",null,1,"Suzhou","O","O","O","O","O","O","O","O","O","O","O","O","O","-","-","-","-","-","-","-","-","-","-","-","-","-","-","-","-","-","-","-","-","-","-","-","-","-","-","-","-","-","-","-","-","-","-","O","-","-","-","-"]
["集成式小键盘（带背光）（除60和86系列的其它大机器和CART-F/S/L）","V30566","1000777-1","启用","集成式小键盘","Physical keyboard for G55/M55/G50/M50/E35/E30/E20/E10/X2/X1 、CART-F/S/L",null,"海外/国内","ALL",null,1,"Suzhou","-","-","-","-","-","-","-","-","-","-","-","-","-","O","O","O","O","O","O","O","O","O","O","O","O","O","O","O","O","O","O","O","O","O","O","O","O","O","O","O","O","O","O","O","-","-","-","-","O","O","O","O"]
["集成式小键盘（不带背光）（除60和86系列的其它大机器和CART-F/S/L）","V30509",1000777,"停用","集成式小键盘","Physical keyboard ",null,"海外/国内","ALL",null,1,"Suzhou","-","-","-","-","-","-","-","-","-","-","-","-","-","O","O","O","O","O","O","O","O","O","O","O","O","O","O","O","O","O","O","O","-","-","-","O","O","O","O","O","O","O","O","O","-","-","-","-","-","-","-","-"]
["CART外置电脑键盘和托架","V30159",1000359,"停用","CART外置电脑键盘和托架","Integrated external keyboard plat and keyboard",null,"海外/国内","ALL",null,1,"Suzhou","-","-","-","-","-","-","-","-","-","-","-","-","-","-","-","-","-","-","-","-","-","-","-","-","-","-","-","-","-","-","-","-","-","-","-","O","O","O","O","O","O","O","O","O","-","-","-","-","-","-","-","-"]
["OR_ECG套件_IEC","V30517",2000267,"启用","ECG心电图欧标","ECG for R500/R300 series_IEC",null,"海外/国内","ALL",null,2,"Suzhou","-","-","-","-","-","-","-","-","-","-","-","-","-","O","O","O","O","O","O","O","O","O","O","O","-","-","-","O","-","-","-","-","-","-","-","-","-","-","-","-","-","-","-","-","-","-","-","-","O","-","-","-"]
["OR_ECG套件_AHA","V30516",2000266,"启用","ECG心电图美标","ECG for R500/R300 series_AHA",null,"海外","PE/BO/CO/MX/PA/EC/DO/GT/BR/CL/SV/HN/NI/CR",null,2,"Suzhou","-","-","-","-","-","-","-","-","-","-","-","-","-","O","O","O","O","O","O","O","O","O","O","O","-","-","-","O","-","-","-","-","-","-","-","-","-","-","-","-","-","-","-","-","-","-","-","-","O","-","-","-"]
["VET_ECG_IEC套件","V30803",2000468,"未发布","ECG心电图欧标","ECG for D300 /D350/D550_IEC",null,"海外/国内","ALL",null,2,"Suzhou","-","-","-","-","-","-","-","-","-","-","-","-","-","-","O","-","-","-","-","-","O","-","-","O","-","-","-","-","-","-","-","-","-","-","-","-","-","-","-","-","-","-","-","-","-","-","-","-","O","-","-","-"]
["VET_ECG_AHA套件","V30804",2000469,"未发布","ECG心电图美标","ECG for D300 /D350/D550_AHA",null,"海外","PE/BO/CO/MX/PA/EC/DO/GT/BR/CL/SV/HN/NI/CR",null,2,"Suzhou","-","-","-","-","-","-","-","-","-","-","-","-","-","-","O","-","-","-","-","-","O","-","-","O","-","-","-","-","-","-","-","-","-","-","-","-","-","-","-","-","-","-","-","-","-","-","-","-","O","-","-","-"]
["OR-TT-ECG套件_IEC","V30638",2000352,"启用","ECG心电图欧标","ECG for 86/ 60  series_IEC",null,"海外/国内","ALL",null,2,"Suzhou","O","O","O","O","O","O","O","O","O","O","O","O","O","-","-","-","-","-","-","-","-","-","-","-","-","-","-","-","-","-","-","-","-","-","-","-","-","-","-","-","-","-","-","-","-","-","-","O","-","-","-","-"]
["OR-TT-ECG套件_AHA","V30637",2000351,"启用","ECG心电图美标","ECG for  86/ 60  series_AHA",null,"海外","PE/BO/CO/MX/PA/EC/DO/GT/BR/CL/SV/HN/NI/CR",null,2,"Suzhou","O","O","O","O","O","O","O","O","O","O","O","O","O","-","-","-","-","-","-","-","-","-","-","-","-","-","-","-","-","-","-","-","-","-","-","-","-","-","-","-","-","-","-","-","-","-","-","O","-","-","-","-"]
["ECG for portable_AHA（only for Peru, Bolivia, Colombia, Puerto Rico, Mexico, Panama, Ecuador, Dominica, Guatemala，Brazil and Chile）","V30163",1000379,"启用","ECG心电图美标","ECG for portable_AHA",null,"海外","PE/BO/CO/MX/PA/EC/DO/GT/BR/CL/SV/HN/NI/CR",null,2,"Suzhou","-","-","-","-","-","-","-","-","-","-","-","-","-","-","-","-","-","-","-","-","-","-","-","-","-","-","-","-","-","-","-","-","-","-","-","O","O","O","O","O","O","O","O","O","-","-","-","-","-","-","-","O"]
["ECG for portable_IEC","V30116",1000329,"启用","ECG心电图欧标","ECG for portable_IEC",null,"海外/国内","ALL",null,2,"Suzhou","-","-","-","-","-","-","-","-","-","-","-","-","-","-","-","-","-","-","-","-","-","-","-","-","-","-","-","-","-","-","-","-","-","-","-","O","O","O","O","O","O","O","O","O","-","-","-","-","-","-","-","O"]
["ECG for E20_IEC","V30528","1000360-2","启用","ECG心电图欧标","ECG for E20_IEC",null,"海外/国内","ALL",null,2,"Suzhou","-","-","-","-","-","-","-","-","-","-","-","-","-","-","-","-","-","-","-","-","-","-","-","-","O","O","O","-","O","O","O","O","-","-","-","-","-","-","-","-","-","-","-","-","O","O","-","-","-","O","O","-"]
["ECG for E20_AHA（only for Peru, Bolivia, Colombia, Puerto Rico, Mexico, Panama, Ecuador, Dominica, Guatemala，Brazil and Chile）","V30529","1000761-2","启用","ECG心电图美标","ECG for E20_AHA",null,"海外","PE/BO/CO/MX/PA/EC/DO/GT/BR/CL/SV/HN/NI/CR",null,2,"Suzhou","-","-","-","-","-","-","-","-","-","-","-","-","-","-","-","-","-","-","-","-","-","-","-","-","O","O","O","-","O","O","O","O","-","-","-","-","-","-","-","-","-","-","-","-","O","O","-","-","-","O","O","-"]
["CAMPH_ECG组件（欧标）","V30684",1001120,"启用","ECG心电图欧标","ECG_IEC  ",null,"海外/国内","ALL",null,2,"SuZhou",{"$nulls":32},"O","O","O",{"$nulls":11},"-"]
["CAMPH_ECG组件（美标）"," V30704 ","1001277\n","启用","ECG心电图美标","ECG_AHA  ",null,"海外/国内","PE/BO/CO/PR/MX/PA/EC/DO/GT/BR/CL/SV/HN/NI/CR",null,2,"SuZhou",{"$nulls":32},"O","O","O",{"$nulls":11},"-"]
["T-CWD套件：需要在工厂内安装","V30302",2000133,"启用","CWD连续多普勒"," CWD",null,"海外/国内","ALL",null,2,"Suzhou","-","-","-","-","-","-","-","-","-","-","-","-","-","-","-","-","-","-","-","-","-","-","-","-","O","O","O","O","O","O","O","O","-","-","-","-","-","-","-","-","-","O","O","O","O","O","-","-","-","O","O","-"]
["空化探头支架","V30311",1000503,"启用","空化探头支架","Vflash probe bracket",null,"国内","CN",null,1,"Suzhou","-","-","-","-","-","-","-","-","O","O","O","O","O","-","-","-","-","-","-","-","-","-","-","-","-","-","-","-","-","-","-","-","-","-","-","-","-","-","-","-","-","-","-","-","-","-","-","O","-","-","-","-"]
["E20 UPS支架套件","V30365",2000199,"启用","E20 UPS支架套件","E20_UPS support plate",null,"海外/国内","ALL",null,1,"Suzhou","-","-","-","-","-","-","-","-","-","-","-","-","-","-","-","-","-","-","-","-","-","-","-","-","O","O","O","-","O","O","O","O","-","-","-","-","-","-","-","-","-","-","-","-","-","-","-","-","-","O","O","-"]
["G55 UPS支架套件","V30366",2000200,"启用","G55 UPS支架套件","G55_UPS support plate",null,"海外/国内","ALL",null,1,"Suzhou","-","-","-","-","-","-","-","-","-","-","-","-","-","O","O","O","O","O","O","O","O","O","O","O","-","-","-","O","-","-","-","-","-","-","-","-","-","-","-","-","-","-","-","-","-","-","-","-","O","-","-","-"]
["密码锁","V30353",3001538,"启用","密码锁","portable-kensington",null,"国内","CN",null,1,"Suzhou","-","-","-","-","-","-","-","-","-","-","-","-","-","-","-","-","-","-","-","-","-","-","-","-","-","-","-","-","-","-","-","-","O","O","O","O","O","O","O","O","O","O","O","O","-","-","-","-","-","-","-","-"]
[]
["Probes"]
["S1-8C","V20020",1000182,"启用","S1-8C探头","S1-8C",null,"海外/国内","ALL",null,1,"Suzhou","-","-","-","-","-","-","-","-","-","-","-","-","-","-","-","-","-","-","-","-","-","-","-","-","-","-","-","-","-","-","-","-","-","-","-","-","-","-","-","-","-","-","-","-","-","-","-","-","-","-","-","-"]
["S2-9C","V20036",1000274,"启用","S2-9C探头","S2-9C",null,"海外/国内","ALL",null,1,"Suzhou","-","-","-","-","-","-","-","-","-","-","-","-","-","-","-","-","-","-","-","-","-","-","-","-","-","-","-","-","-","-","-","-","-","-","-","-","-","-","-","-","-","-","-","-","-","-","-","-","-","-","-","-"]
["X2-6C","V20002",1000164,"启用","X2-6C探头","X2-6C",null,"海外/国内","ALL",null,1,"Suzhou","X","X","X","X","X","X","X","X","X","X","X","X","X","-","-","-","-","-","-","-","-","-","-","-","-","-","-","-","-","-","-","-","-","-","-","-","-","-","-","-","-","-","-","-","-","-","-","X","-","-","-","-"]
["G2-5C","V20001",1000163,"启用","G2-5C探头","G2-5C",null,"海外/国内","ALL",null,1,"Suzhou","-","-","-","-","-","-","-","-","-","-","-","-","-","X","X","X","X","X","X","X","X","X","X","X","X","X","Δ","Δ","Δ","Δ","Δ","Δ","-","-","-","X","X","X","X","X","X","X","X","X","-","-","-","-","X","Δ","Δ","X"]
["F2-5C","V20015",1000177,"启用","F2-5C探头","F2-5C",null,"海外/国内","ALL",null,1,"Suzhou","-","-","-","-","-","-","-","-","-","-","-","-","-","X","X","X","X","X","X","X","X","X","X","X","X","X","X","X","X","X","X","X","-","-","-","X","X","X","X","X","X","X","X","X","-","-","-","-","X","X","X","X"]
["D3-6C","V20066",1001062,"启用","D3-6C探头","D3-6C",null,"海外/国内","ALL",null,1,"Suzhou","-","-","-","-","-","-","-","-","-","-","-","-","-","-","-","-","-","-","-","-","-","-","-","-","-","-","-","-","-","-","-","-","-","-","-","-","-","-","-","-","-","-","-","-","-","-","-","-","-","-","-","-"]
["D3-6CE","V20027",1000271,"启用","D3-6CE探头","D3-6CE",null,"海外/国内","ALL",null,1,"Suzhou","-","-","-","-","-","-","-","-","-","-","-","-","-","-","-","-","-","-","-","-","-","-","-","-","-","-","-","-","-","-","-","-","-","-","-","-","-","-","-","-","-","-","-","-","-","-","-","-","-","-","-","-"]
["G4-9E","V20005",1000313,"启用","G4-9E探头","G4-9E",null,"海外/国内","ALL",null,1,"Suzhou","-","-","-","-","-","-","-","-","-","-","-","-","-","-","-","-","-","-","-","-","-","-","-","-","-","-","-","-","-","-","-","-","-","-","-","-","-","-","-","-","-","-","-","-","-","-","-","-","-","-","-","-"]
["X4-9E(Straight handle)","V20049",1000805,"停用","X4-9E探头","X4-9E(Straight handle)",null,"海外/国内","ALL",null,1,"Suzhou","-","-","-","-","-","-","-","-","-","-","-","-","-","-","-","-","-","-","-","-","-","-","-","-","-","-","-","-","-","-","-","-","-","-","-","-","-","-","-","-","-","-","-","-","-","-","-","-","-","-","-","-"]
["X4-9E(crank)","V20032",1000524,"停用","X4-9E探头","X4-9E(crank)",null,"海外/国内","ALL",null,1,"Suzhou","-","-","-","-","-","-","-","-","-","-","-","-","-","-","-","-","-","-","-","-","-","-","-","-","-","-","-","-","-","-","-","-","-","-","-","-","-","-","-","-","-","-","-","-","-","-","-","-","-","-","-","-"]
["D4-9E","V20006",1000346,"启用","D4-9E探头","D4-9E",null,"海外/国内","ALL",null,1,"Suzhou","-","-","-","-","-","-","-","-","-","-","-","-","-","-","-","-","-","-","-","-","-","-","-","-","-","-","-","-","-","-","-","-","-","-","-","-","-","-","-","-","-","-","-","-","-","-","-","-","-","-","-","-"]
["F4-9E","V20033",1000432,"启用","F4-9E探头","F4-9E",null,"海外/国内","ALL",null,1,"Suzhou","-","-","-","-","-","-","-","-","-","-","-","-","-","-","-","-","-","-","-","-","-","-","-","-","-","-","-","-","-","-","-","-","-","-","-","-","-","-","-","-","-","-","-","-","-","-","-","-","-","-","-","-"]
["G3-9MV","V20068",1001380,"启用","G3-9M探头","G3-9M",null,"海外/国内","ALL",null,1,"Suzhou","-","-","-","-","-","-","-","-","-","-","-","-","-","-","-","-","-","-","-","-","-","-","-","-","-","-","-","-","-","-","-","-","-","-","-","-","-","-","-","-","-","-","-","-","-","-","-","-","-","-","-","-"]
["G4-9M","V20007",1000169,"启用","G4-9M探头","G4-9M",null,"海外/国内","ALL",null,1,"Suzhou","X","X","X","X","X","X","X","X","X","X","X","X","X","X","X","X","X","X","X","X","X","X","X","X","X","X","X","X","X","X","X","X","X","X","X","X","X","X","X","X","X","X","X","X","-","-","-","X","X","X","X","X"]
["X3-10L","V20038",1000491,"启用","X3-10L探头","X3-10L",null,"海外/国内","ALL",null,1,"Suzhou","-","-","-","-","-","-","-","-","-","-","-","-","-","-","-","-","-","-","-","-","-","-","-","-","-","-","-","-","-","-","-","-","-","-","-","-","-","-","-","-","-","-","-","-","-","-","-","-","-","-","-","-"]
["X4-12L","V20008",1000170,"启用","X4-12L探头","X4-12L",null,"海外/国内","ALL",null,1,"Suzhou","X","X","X","X","X","X","X","X","X","X","X","X","X","X","X","X","X","X","X","X","X","X","X","X","X","X","-","-","-","-","-","-","X","X","X","X","X","X","X","X","X","-","-","-","-","-","-","X","X","-","-","X"]
["X6-16L","V20009",1000171,"启用","X6-16L探头","X6-16L",null,"海外/国内","ALL",null,1,"Suzhou","X","X","X","X","X","X","X","X","X","X","X","X","X","X","X","X","X","X","X","X","X","X","X","X","X","X","-","-","-","-","-","-","X","X","X","X","X","X","X","X","X","-","-","-","-","-","-","X","X","-","-","X"]
["X6-16L NGS compatible with VGuide function","V20034",1000434,"启用","X6-16L NGS 探头","X6-16L NGS compatible with VGuide function",null,"海外/国内","ALL",null,1,"Suzhou","-","-","-","-","-","-","-","-","-","-","-","-","-","-","-","-","-","-","-","-","-","-","-","-","-","-","-","-","-","-","-","-","-","-","-","X","X","X","X","X","X","-","-","-","-","-","-","-","-","-","-","X"]
["U5-15L","V20010",1000172,"启用","U5-15L探头","U5-15L",null,"海外/国内","ALL",null,1,"Suzhou","-","-","-","-","-","-","-","-","-","-","-","-","-","-","-","-","-","-","-","-","-","-","-","-","-","-","-","-","-","-","-","-","-","-","-","-","-","-","-","-","-","-","-","-","-","-","-","-","-","-","-","-"]
["U5-15LE","V20011",1000173,"启用","U5-15LE探头","U5-15LE",null,"海外/国内","ALL",null,1,"Suzhou","-","-","-","-","-","-","-","-","-","-","-","-","-","-","-","-","-","-","-","-","-","-","-","-","-","-","-","-","-","-","-","-","-","-","-","Δ","Δ","Δ","Δ","Δ","Δ","-","-","-","-","-","-","-","-","-","-","Δ"]
["I4-11T","V20012",1000174,"启用","I4-11T探头","I4-11T",null,"海外/国内","ALL",null,1,"Suzhou","-","-","-","-","-","-","-","-","-","-","-","-","-","-","-","-","-","-","-","-","-","-","-","-","-","-","-","-","-","-","-","-","-","-","-","-","-","-","-","-","-","-","-","-","-","-","-","-","-","-","-","-"]
["F4-12L","V20017",1000179,"停用","F4-12L探头","F4-12L",null,"海外/国内","CN",null,1,"Suzhou","-","-","-","-","X","-","-","-","-","-","X","X","X","X","X","X","X","X","X","X","X","X","X","X","X","X","X","X","X","X","X","X","-","-","-","X","X","X","X","X","X","X","X","X","-","-","-","X","-","-","-","-"]
["F4-12LV","V20058",1000742,"停用","F4-12L探头","F4-12L",null,"海外/国内","ALL",null,1,"Suzhou","-","-","-","-","-","-","-","-","-","-","-","-","-","-","-","-","-","-","-","-","-","-","-","-","-","-","-","-","-","-","-","-","-","-","-","-","-","-","-","-","-","-","-","-","-","-","-","-","X","X","X","X","-","-"]
["F4-12LV2","V20058",1001403,"启用","F4-12L探头","F4-12L",null,"海外/国内","ALL",null,1,"Suzhou","-","-","-","-","-","-","-","-","-","-","-","-","-","-","X","X","X","X","X","X","X","X","X","X","X","X","X","X","X","X","X","X","-","-","-","X","X","X","X","X","X","X","X","X","-","-","-","-","X","X","X","X"]
["X10-23L","V20022",1000276,"启用","X10-23L探头","X10-23L",null,"海外/国内","ALL",null,1,"Suzhou","X","X","X","X","X","X","X","X","X","X","X","X","X","Δ","Δ","Δ","Δ","Δ","Δ","Δ","Δ","Δ","Δ","Δ","Δ","Δ","Δ","Δ","Δ","Δ","Δ","Δ","-","X","X","X","X","X","X","X","X","-","-","-","-","-","-","X","Δ","Δ","Δ","X"]
["X9-22L","V20023",1000273,"启用","X9-22L探头","X9-22L",null,"海外/国内","ALL",null,1,"Suzhou","-","-","-","-","-","-","-","-","-","-","-","-","-","Δ","Δ","Δ","Δ","Δ","Δ","Δ","Δ","Δ","Δ","Δ","Δ","Δ","-","-","-","-","-","-","-","-","-","Δ","Δ","Δ","Δ","Δ","Δ","-","-","-","-","-","-","-","Δ","-","-","Δ"]
["I7-18L","V20024",1000277,"启用","I7-18L探头","I7-18L",null,"海外/国内","ALL",null,1,"Suzhou","-","-","-","-","-","-","-","-","-","-","-","-","-","-","-","-","-","-","-","-","-","-","-","-","-","-","-","-","-","-","-","-","-","-","-","-","-","-","-","-","-","-","-","-","-","-","-","-","-","-","-","-"]
["G1-4P","V20013",1000406,"停用","G1-4P探头","G1-4P",null,"海外/国内","ALL",null,1,"Suzhou","-","-","-","-","-","-","-","-","-","-","-","-","-","X","X","X","X","X","X","X","X","X","X","X","X","X","X","X","X","X","X","X","-","-","-","X","X","X","X","X","X","X","X","X","-","-","-","-","-","-","-","-"]
["G1-4PV ","V20052",1000744,"启用","G1-4P探头","G1-4P",null,"海外/国内","ALL",null,1,"Suzhou","X","-","-","-","X","-","-","-","-","-","X","X","X","X","X","X","X","X","X","X","X","X","X","X","X","X","X","X","X","X","X","X","-","-","-","X","X","X","X","X","X","X","X","X","-","-","-","X","X","X","X","X"]
["S1-6PX","V20048",1000275,"启用","S1-6P探头","S1-6P",null,"海外/国内","ALL",null,1,"Suzhou","-","-","-","-","X","-","-","-","-","-","X","X","X","Δ","Δ","Δ","Δ","Δ","-","-","-","-","-","-","-","-","-","-","-","-","-","-","-","-","-","X","X","-","-","-","-","-","-","-","-","-","-","X","-","-","-","-"]
["G4-12LV","V20026",1000344,"启用","G4-12LV探头","G4-12LV",null,"海外/国内","ALL",null,1,"Suzhou","-","-","-","-","-","-","-","-","-","-","-","-","-","X","X","X","X","X","X","X","X","X","X","X","X","X","X","X","X","X","X","X","-","-","-","X","X","X","X","X","X","X","X","X","-","-","-","-","X","X","X","X"]
["G3-10P","V20025",1000337,"启用","G3-10P探头","G3-10P",null,"海外/国内","ALL",null,1,"Suzhou","-","-","-","-","-","-","-","-","-","-","-","-","-","-","-","-","-","-","X","X","X","X","X","X","X","X","X","X","X","X","X","X","-","-","-","-","-","X","X","X","X","X","X","X","-","-","-","-","X","X","X","X"]
["G3-10PX","V20031",1000372,"启用","G3-10PX探头","G3-10PX",null,"海外/国内","ALL",null,1,"Suzhou","X","X","X","X","X","X","X","X","X","X","X","X","X","X","X","X","X","X","-","-","-","-","-","-","-","-","-","-","-","-","-","-","X","X","X","X","X","-","-","-","-","-","-","-","-","-","-","X","-","-","-","-"]
["G4-12P","V20035",1000500,"停用","G4-12P探头","G4-12P",null,"海外/国内","ALL",null,1,"Suzhou","X","X","X","X","X","X","X","X","X","X","X","X","X","X","X","X","X","X","X","X","X","X","X","X","X","X","X","X","X","X","X","X","-","-","-","X","X","X","X","X","X","X","X","X","-","-","-","X","-","-","-","-"]
["G4-12P","V20060",1001147,"启用","G4-12P探头","G4-12P",null,"海外/国内","ALL",null,1,"Suzhou","X","X","X","X","X","X","X","X","X","X","X","X","X","X","X","X","X","X","X","X","X","X","X","X","X","X","X","X","X","X","X","X","X","X","X","X","X","X","X","X","X","X","X","X","-","-","-","X","X","X","X","X"]
["E3-8T","V20057",1000734,"启用","E3-8T探头","E3-8T",null,"海外/国内","ALL",null,1,"Suzhou","-","-","-","-","-","-","-","-","-","-","-","-","-","-","X","-","-","-","-","-","-","-","-","-","-","-","-","-","-","-","-","-","-","-","-","X","X","X","-","-","X","-","-","-","-","-","-","-","-","-","-","X"]
[]
["A1-4P","V20042",1000594,"启用","A1-4P探头","A1-4P",null,"海外/国内","ALL",null,1,"Suzhou","-","-","-","-","-","-","-","-","-","-","-","-","-","-","-","-","-","-","-","-","-","-","-","-","-","-","-","-","-","-","-","-","-","-","-","-","-","-","-","-","-","-","-","-","X","X","-","-","-","-","-","-"]
["A2-5C","V20040",1000590,"启用","A2-5C探头","A2-5C",null,"海外/国内","ALL",null,1,"Suzhou","-","-","-","-","-","-","-","-","-","-","-","-","-","-","-","-","-","-","-","-","-","-","-","-","-","-","-","-","-","-","-","-","-","-","-","-","-","-","-","-","-","-","-","-","X","X","-","-","-","-","-","-"]
["A4-12L","V20041",1000592,"启用","A4-12L探头","A4-12L",null,"海外/国内","ALL",null,1,"Suzhou","-","-","-","-","-","-","-","-","-","-","-","-","-","-","-","-","-","-","-","-","-","-","-","-","-","-","-","-","-","-","-","-","-","-","-","-","-","-","-","-","-","-","-","-","X","X","X","-","-","-","-","-"]
["A4-9M兽超","V20045",1000652,"启用","A4-9M探头","A4-9M",null,"海外/国内","ALL",null,1,"Suzhou","-","-","-","-","-","-","-","-","-","-","-","-","-","-","-","-","-","-","-","-","-","-","-","-","-","-","-","-","-","-","-","-","-","-","-","-","-","-","-","-","-","-","-","-","X","X","X","-","-","-","-","-"]
["A3-10P兽超","V20046",1000654,"启用","A3-10P探头","A3-10P",null,"海外/国内","ALL",null,1,"Suzhou","-","-","-","-","-","-","-","-","-","-","-","-","-","-","-","-","-","-","-","-","-","-","-","-","-","-","-","-","-","-","-","-","-","-","-","-","-","-","-","-","-","-","-","-","X","X","X","-","-","-","-","-"]
["A4-12LV兽超","V20047",1000656,"启用","A4-12LV探头","A4-12LV",null,"海外/国内","ALL",null,1,"Suzhou","-","-","-","-","-","-","-","-","-","-","-","-","-","-","-","-","-","-","-","-","-","-","-","-","-","-","-","-","-","-","-","-","-","-","-","-","-","-","-","-","-","-","-","-","X","X","X","-","-","-","-","-"]
["A3-8M兽用","V20051",1000856,"启用","A3-8M探头","A3-8M",null,"海外/国内","ALL",null,1,"Suzhou","-","-","-","-","-","-","-","-","-","-","-","-","-","-","-","-","-","-","-","-","-","-","-","-","-","-","-","-","-","-","-","-","-","-","-","-","-","-","-","-","-","-","-","-","X","X","-","-","-","-","-","-"]
["A3-9M兽用","V20055",1000928,"启用","A3-9M探头","A3-9M",null,"海外/国内","ALL",null,1,"Suzhou","-","-","-","-","-","-","-","-","-","-","-","-","-","-","-","-","-","-","-","-","-","-","-","-","-","-","-","-","-","-","-","-","-","-","-","-","-","-","-","-","-","-","-","-","-","-","-","-","-","-","-","-"]
["A3-9MV兽用","V20069",1001381,"启用","A3-9M探头","A3-9M",null,"海外/国内","ALL",null,1,"Suzhou","-","-","-","-","-","-","-","-","-","-","-","-","-","-","-","-","-","-","-","-","-","-","-","-","-","-","-","-","-","-","-","-","-","-","-","-","-","-","-","-","-","-","-","-","-","-","-","-","-","-","-","-"]
["A4-9E","V20043",1000596,"启用","A4-9E探头","A4-9E",null,"海外/国内","ALL",null,1,"Suzhou",{"$nulls":45},"-","-"]
["A3-6D","V20044",1000598,"启用","A3-6D探头","A3-6D",null,"海外/国内","ALL",null,1,"Suzhou",{"$nulls":45},"-","-"]
[]
["Biopsy guide"]
["Biopsy guide S1-8C","V30143",3100128,"启用","穿刺架S1-8C","Biopsy guide S1-8C",null,"海外/国内","ALL",null,1,"Suzhou","-","-","-","-","-","-","-","-","-","-","-","-","-","-","-","-","-","-","-","-","-","-","-","-","-","-","-","-","-","-","-","-","-","-","-","-","-","-","-","-","-","-","-","-","-","-","-","-","-","-","-","-"]
["Biopsy guide G2-5C","V30026",3100102,"启用","穿刺架G2-5C","Biopsy guide G2-5C",null,"海外/国内","ALL",null,1,"Suzhou","-","-","-","-","-","-","-","-","-","-","-","-","-","X","X","X","X","X","X","X","X","X","X","X","X","X","Δ","Δ","Δ","Δ","Δ","Δ","-","-","-","X","X","X","X","X","X","X","X","X","-","-","-","-","X","Δ","Δ","X"]
["Biopsy guide F2-5C","V30141",3100096,"启用","穿刺架F2-5C","Biopsy guide F2-5C",null,"海外/国内","ALL",null,1,"Suzhou","-","-","-","-","-","-","-","-","-","-","-","-","-","X","X","X","X","X","X","X","X","X","X","X","X","X","X","X","X","X","X","X","-","-","-","X","X","X","X","X","X","X","X","X","X","X","-","-","X","X","X","X"]
["Biopsy guide G4-9E Steel","V30030",3100101,"启用","穿刺架G4-9E ","Biopsy guide G4-9E Steel",null,"海外/国内","ALL",null,1,"Suzhou","-","-","-","-","-","-","-","-","-","-","-","-","-","-","-","-","-","-","-","-","-","-","-","-","-","-","-","-","-","-","-","-","-","-","-","-","-","-","-","-","-","-","-","-","-","-","-","-","-","-","-","-"]
["Biopsy guide G4-9E Steel 21G","V30217",3100211,"启用","穿刺架G4-9E  21G","Biopsy guide G4-9E Steel 21G",null,"海外/国内","ALL",null,1,"Suzhou","-","-","-","-","-","-","-","-","-","-","-","-","-","-","-","-","-","-","-","-","-","-","-","-","-","-","-","-","-","-","-","-","-","-","-","-","-","-","-","-","-","-","-","-","-","-","-","-","-","-","-","-"]
["Biopsy guide G4-9E Steel 14G","V30362",3100250,"启用","穿刺架G4-9E  14G","Biopsy guide G4-9E Steel 14G",null,"海外/国内","ALL",null,1,"Suzhou","-","-","-","-","-","-","-","-","-","-","-","-","-","-","-","-","-","-","-","-","-","-","-","-","-","-","-","-","-","-","-","-","-","-","-","-","-","-","-","-","-","-","-","-","-","-","-","-","-","-","-","-"]
["Biopsy guide G4-9E Steel 17G","V30768",3100545,"启用","穿刺架G4-9E  17G","Biopsy guide G4-9E Steel 17G",null,"海外/国内","ALL",null,1,"Suzhou","-","-","-","-","-","-","-","-","-","-","-","-","-","-","-","-","-","-","-","-","-","-","-","-","-","-","-","-","-","-","-","-","-","-","-","-","-","-","-","-","-","-","-","-","-","-","-","-","-","-","-","-"]
["Disposable Biopsy guide 12Pcs/Bag for G4-9E（can be sold in Peru,Chile, Argentina,Mexico,Algeria,India,Iraq,Ecuador ,Egypt, South Africa,Europe(except Italy and Spain) ","T10004",3100243,"启用","一次性穿刺架，LEAPMED LPESE123","Disposable Biopsy guide 12Pcs/Bag for G4-9E",null,"海外","PE/CL/AR/MX/DZ/IN/IQ/EC/EG/ZA/FI/NO/PT/SE/UK/FR/GE/HU/IE/IL",null,1,"Suzhou","-","-","-","-","-","-","-","-","-","-","-","-","-","-","-","-","-","-","-","-","-","-","-","-","-","-","-","-","-","-","-","-","-","-","-","-","-","-","-","-","-","-","-","-","-","-","-","-","-","-","-","-"]
["Biopsy guide F4-9E","V30205",3100188,"启用","穿刺架F4-9E","Biopsy guide F4-9E",null,"海外/国内","ALL",null,1,"Suzhou","-","-","-","-","-","-","-","-","-","-","-","-","-","-","-","-","-","-","-","-","-","-","-","-","-","-","-","-","-","-","-","-","-","-","-","-","-","-","-","-","-","-","-","-","-","-","-","-","-","-","-","-"]
["Biopsy guide X6-16L","V30028",3100093,"启用","穿刺架X6-16L","Biopsy guide X6-16L",null,"海外/国内","ALL",null,1,"Suzhou","X","X","X","X","X","X","X","X","X","X","X","X","X","X","X","X","X","X","X","X","X","X","X","X","X","X","-","-","-","-","-","-","X","X","X","X","X","X","X","X","X","-","-","-","-","-","-","X","X","-","-","X"]
["Biopsy guide X4-12L","V30118",3100092,"启用","穿刺架X4-12L","Biopsy guide X4-12L",null,"海外/国内","ALL",null,1,"Suzhou","X","X","X","X","X","X","X","X","X","X","X","X","X","X","X","X","X","X","X","X","X","X","X","X","X","X","-","-","-","-","-","-","X","X","X","X","X","X","X","X","X","-","-","-","-","-","-","X","X","-","-","X"]
["Biopsy guide F4-12L","V30142",3100130,"启用","穿刺架F4-12L","Biopsy guide F4-12L",null,"海外/国内","ALL",null,1,"Suzhou","-","-","-","-","-","-","-","-","-","-","-","-","-","-","X","X","X","X","X","X","X","X","X","X","X","X","X","X","X","X","X","X","-","-","-","X","X","X","X","X","X","X","X","X","X","X","X","-","-","-","-","-"]
["Biopsy guide G1-4P","V30119",3100095,"启用","穿刺架G1-4P","Biopsy guide G1-4P",null,"海外/国内","ALL",null,1,"Suzhou","X","-","-","-","X","-","-","-","-","-","X","X","X","X","X","X","X","X","X","X","X","X","X","X","X","X","X","X","X","X","X","X","-","-","-","X","X","X","X","X","X","X","X","X","X","X","-","X","X","X","X","X"]
["Biopsy guide S1-6P","V30120",3100094,"启用","穿刺架S1-6P","Biopsy guide S1-6P",null,"海外/国内","ALL",null,1,"Suzhou","-","-","-","-","-","-","-","-","-","-","-","-","-","-","-","-","-","-","-","-","-","-","-","-","-","-","-","-","-","-","-","-","-","-","-","-","-","-","-","-","-","-","-","-","-","-","-","-","-","-","-","-"]
["Biopsy guide X4-9E","V30522",3100384,"启用","穿刺架 X4-9E","Biopsy guide X4-9E",null,"海外/国内","ALL",null,1,"Suzhou",null,"-","-","-","-","-","-","-","-","-","-","-","-","-","-","-","-","-","-","-","-","-","-","-","-","-","-","-","-","-","-","-","-","-","-","-","-","-","-","-","-","-","-","-","-","-","-","-","-","-","-","-"]
["Biopsy guide BP4-9","V30523",3100392,"启用","穿刺架 BP4-9","Biopsy guide BP4-9",null,"海外/国内","ALL",null,1,"Suzhou","-","-","-","-","-","-","-","-","-","-","-","-","-","-","-","-","-","-","-","-","-","-","-","-","-","-","-","-","-","-","-","-","-","-","-","-","-","-","-","-","-","-","-","-","-","-","-","-","-","-","-","-"]
["Biopsy needle guide slot（except for micro convex endocavity array）","V30430",3100252,"启用","穿刺针导槽14G（适用于除了经腔探头穿刺架外其他的金属穿刺架）","Biopsy needle guide slot（except for micro convex endocavity array）",null,"海外/国内","ALL",null,1,"Suzhou","X","X","X","X","X","X","X","X","X","X","X","X","X","X","X","X","X","X","X","X","X","X","X","X","X","X","X","X","X","X","X","X","-","-","-","X","X","X","X","X","X","X","X","X","-","-","-","X","X","X","X","X"]
["Biopsy needle guide slot 22G（except for micro convex endocavity array）","V30650",3100508,"启用","穿刺针导槽22G（适用于除了经腔探头穿刺架外其他的金属穿刺架）","Biopsy needle guide slot（except for micro convex endocavity array）",null,"海外/国内","ALL",null,1,"Suzhou","X","X","X","X","X","X","X","X","X","X","X","X","X","X","X","X","X","X","X","X","X","X","X","X","X","X","X","X","X","X","X","X","-","-","-","X","X","X","X","X","X","X","X","X","-","-","-","X","X","X","X","X"]
["Biopsy needle guide slot 23G（except for micro convex endocavity array）","V30651",3100553,"启用","穿刺针导槽23G（适用于除了经腔探头穿刺架外其他的金属穿刺架）","Biopsy needle guide slot（except for micro convex endocavity array）",null,"海外/国内","ALL",null,1,"Suzhou","X","X","X","X","X","X","X","X","X","X","X","X","X","X","X","X","X","X","X","X","X","X","X","X","X","X","X","X","X","X","X","X","-","-","-","X","X","X","X","X","X","X","X","X","-","-","-","X","X","X","X","X"]
["Biopsy guide S1-6PX","V30653",3100438,"启用","穿刺架S1-6PX","Biopsy guide S1-6PX",null,"海外/国内","ALL",null,1,"Suzhou","-","-","-","-","X","-","-","-","-","-","X","X","X","Δ","Δ","Δ","Δ","Δ","-","-","-","-","-","-","-","-","-","-","-","-","-","-","-","-","-","X","X","-","-","-","-","-","-","-","-","-","-","X","-","-","-","-"]
["Biopsy guide X2-6C","V30654",3100454,"启用","穿刺架X2-6C","Biopsy guide X2-6C",null,"海外/国内","ALL",null,1,"Suzhou","X","X","X","X","X","X","X","X","X","X","X","X","X","-","-","-","-","-","-","-","-","-","-","-","-","-","-","-","-","-","-","-","-","-","-","-","-","-","-","-","-","-","-","-","-","-","-","X","-","-","-","-"]
["Biopsy guide S2-9C","V30769","3100473","启用","穿刺架S2-9C","Biopsy guide S2-9C",null,"海外/国内","ALL",null,1,"Suzhou","-","-","-","-","-","-","-","-","-","-","-","-","-","-","-","-","-","-","-","-","-","-","-","-","-","-","-","-","-","-","-","-","-","-","-","-","-","-","-","-","-","-","-","-","-","-","-","-","-","-","-","-"]
["Biopsy guide S1-6PV","V30824",3100668,"启用","穿刺架S1-6PV","Biopsy guide S1-6PV",null,"海外/国内","ALL",null,1,"Suzhou","-","-","-","-","-","-","-","-","-","-","-","-","-","-","-","-","-","-","-","-","-","-","-","-","-","-","-","-","-","-","-","-","-","-","-","-","-","-","-","-","-","-","-","-","-","-","-","-","-","-","-","-"]

{"sheet":"ULTIMUS兽用配置","index":6,"n_rows":238,"n_cols":15,"rows_kept":238,"cut":false,"hidden":false,"merged":[]}
["EquipmentName",{"$nulls":11},"数字化彩色超声诊断仪","数字化彩色超声诊断仪","数字化彩色超声诊断仪"]
["ProductType","                                                            ",{"$nulls":10},"高端","高端","高端"]
["RegionTypes",{"$nulls":11},"海外/国内","海外/国内","国内"]
["ApplicableCountries",{"$nulls":11},"ALL","ALL","ALL"]
["InapplicableCountries"]
["Status",{"$nulls":11},"启用","启用","启用"]
["City",{"$nulls":11},"SuZhou","SuZhou","SuZhou"]
["isBareMachine",{"$nulls":11},"否","否","否"]
["mapperIpn"]
["Name","VCode","IPN","Status","ChineseDescription","EnglishDescription","Remark","RegionType","ApplicableCountries","InapplicableCountries","ChinaCategory","shipAddress","ULTIMUS 9V","ULTIMUS 9LAB","ULTIMUS 9C"]
["Main Unit"]
["ULTIMUS 9V主机","V10883",9001037,"启用","ULTIMUS 9V","ULTIMUS 9V-Main Unit",null,"海外/国内","ALL",null,1,"Suzhou","X","-","-"]
["ULTIMUS 9LAB主机","V10882",9001036,"启用","ULTIMUS 9LAB","ULTIMUS 9LAB-Main Unit",null,"海外/国内","ALL",null,1,"Suzhou","-","X","-"]
["ULTIMUS 9C主机","V10917",9001069,"启用","ULTIMUS 9C","ULTIMUS 9C-Main Unit",null,"国内","CN",null,1,"Suzhou","-","-","X"]
[]
["Power cable(select one)"]
["国标交流电源线","V30001",3200038,"启用","国标交流电源线","AC Power Cord CHN (only for China)",null,"国内","CN",null,1,"Suzhou","X","X","X"]
["国标交流电源线3m","V30633",3202039,"启用","国标交流电源线","AC Power Cord CHN",null,"国内","CN",null,1,"Suzhou","-","-","-"]
["欧标交流电源线","V30002",3200238,"启用","欧标交流电源线","AC Power Cord EU",null,"海外","ALL",null,1,"Suzhou","X","X","X"]
["印度小南非插头交流电源线","V30003",3200243,"启用","印度小南非插头交流电源线","AC Power Cord IND",null,"海外","ALL",null,1,"Suzhou","O","O","O"]
["大南非插头交流电源线","V30004",3200239,"启用","大南非插头交流电源线","AC Power Cord RSA",null,"海外","ALL",null,1,"Suzhou","O","O","O"]
["英标交流电源线","V30005",3200241,"启用","英标交流电源线","AC Power Cord UK",null,"海外","ALL",null,1,"Suzhou","O","O","O"]
["巴西交流电源线","V30006",3200240,"启用","巴西交流电源线","AC Power Cord BRA",null,"海外","ALL",null,1,"Suzhou","O","O","O"]
["丹麦交流电源线","V30202",3200242,"启用","丹麦交流电源线","AC Power Cord DMK",null,"海外","ALL",null,1,"Suzhou","O","O","O"]
["阿根廷交流电源线","V30204",3200810,"启用","阿根廷交流电源线","AC Power Cord ARG",null,"海外","ALL",null,1,"Suzhou","O","O","O"]
["澳大利亚交流线","V30203",3200803,"启用","澳大利亚交流线","AC Power Cord AUS",null,"海外","ALL",null,1,"Suzhou","O","O","O"]
["美标交流电源线（用于美国和加拿大）","V30117",3200553,"启用","美标交流电源线（用于美国和加拿大）","AC Power Cord USA",null,"海外","US/CA",null,1,"Suzhou","O","O","O"]
["美标交流电源线（美国和加拿大不用）","V30401",3201254,"启用","美标交流电源线（美国和加拿大不用）","AC Power Cord USA",null,"海外","ALL",null,1,"Suzhou","O","O","O"]
[]
["User Manual(select one)"]
["VINNO ULTIMUS 9V_9LAB_9C VET中文基本用户手册","V30183",8000639,"启用","VINNO ULTIMUS 9V_9LAB_9C VET中文基本用户手册","VINNO ULTIMUS 9V_9LAB_9C VET Basic User Manual_CN",null,"国内","CN",null,1,"Suzhou","X","X","X"]
["VINNO ULTIMUS 9V_9LAB_9C VET英文基本用户手册","V30184",8000640,"启用","VINNO ULTIMUS 9V_9LAB_9C VET英文基本用户手册","VINNO ULTIMUS 9V_9LAB_9C VET Basic User Manual_EN",null,"海外","ALL",null,1,"Suzhou","X","X","X"]
[]
["*Software"]
["飞依诺ULTIMUS系列超声诊断仪软件V1.0","V30644",8000571,"启用","飞依诺ULTIMUS系列超声诊断仪软件V1.0","VINNO ULTIMUS Series software V1.0",null,"国内","CN",null,2,"SuZhou","X","X","X"]
[]
["Optional Features"]
["VSpeckle I","V30598",6000257,"停用","I型组织斑点噪声抑制技术","VSpeckle I",null,"海外/国内","ALL",null,2,"Suzhou","X","X","X"]
["VSpeckle ","V30209",6000087,"启用","组织斑点噪声抑制","VSpeckle ",null,"海外/国内","ALL",null,2,"Suzhou","X","X","X"]
["VFusion","V30583",6000241,"启用","复合超声成像","VFusion",null,"海外/国内","ALL",null,2,"Suzhou","X","X","X"]
["Auto optimization","V30584",6000242,"启用","自动优化功能","Auto optimization",null,"海外/国内","ALL",null,2,"Suzhou","X","X","X"]
["PWD","V30586",6000244,"启用","脉冲多普勒","PWD",null,"海外/国内","ALL",null,2,"Suzhou","X","X","X"]
["Readzoom","V30590",6000248,"启用","局部放大","Readzoom",null,"海外/国内","ALL",null,2,"Suzhou","X","X","X"]
["CFI function","V30591",6000249,"启用","彩色多普勒","CFI function",null,"海外/国内","ALL",null,2,"Suzhou","X","X","X"]
["PDI function","V30592",6000250,"启用","能量多普勒","PDI function",null,"海外/国内","ALL",null,2,"Suzhou","X","X","X"]
["CF Velocity Profile","V30593",6000251,"启用","血流速度分布图","CF Velocity Profile",null,"海外/国内","ALL",null,2,"Suzhou","X","X","X"]
["advanced CFI","V30594",6000252,"启用","高灵敏度彩色多普勒","advanced CFI",null,"海外/国内","ALL",null,2,"Suzhou","X","X","X"]
["B/Color steer","V30595",6000253,"启用","灰阶与彩色独立偏转","B/Color steer",null,"海外/国内","ALL",null,2,"Suzhou","X","X","X"]
["Image Clipboard","V30597",6000255,"启用","图像剪贴板功能","Image Clipboard",null,"海外/国内","ALL",null,2,"Suzhou","X","X","X"]
["VTissue","V30041",3200487,"启用","组织速度特征成像","VTissue",null,"海外/国内","ALL",null,2,"Suzhou","X","X","X"]
["Easy Compare","V30063",6000028,"启用","记忆追踪对比技术","Easy Compare",null,"海外/国内","ALL",null,2,"Suzhou","X","X","X"]
["Duplex/Triplex 2D/Color/PW","V30081",6000035,"启用","二同步/三同步图像显示","Duplex/Triplex 2D/Color/PW",null,"海外/国内","ALL",null,2,"Suzhou","X","X","X"]
["CWD","V30051",6000016,"启用","连续多普勒","CWD",null,"海外/国内","ALL",null,2,"Suzhou","X","X","X"]
["FULL screen","V30310",6000143,"启用","全屏显示","FULL screen",null,"海外/国内","ALL",null,2,"Suzhou","X","X","X"]
["Smart Touch Zoom","V30175",6000067,"启用","图像触摸屏缩放操作模式","Smart Touch Zoom",null,"海外/国内","ALL",null,2,"Suzhou","Δ","Δ","Δ"]
["B+CF simultaneously ","V30064",6000029,"启用","灰阶与彩色双幅显示","B+CF simultaneously ",null,"海外/国内","ALL",null,2,"Suzhou","X","X","X"]
["TView ","V30052",6000017,"启用","梯形成像","TView ",null,"海外/国内","ALL",null,2,"Suzhou","X","X","X"]
["Pview","V30031",3200470,"启用","宽景成像","Pview",null,"海外/国内","ALL",null,2,"Suzhou","O","O","O"]
["MAM (multi angle M mode)","V30021",6000008,"启用","全方位M型","MAM (multi angle M mode)",null,"海外/国内","ALL",null,2,"Suzhou","X","X","X"]
["Curve M Mode","V30596",6000254,"启用","曲线解剖M型","Curve M Mode",null,"海外/国内","ALL",null,2,"Suzhou","X","X","X"]
["Color M mode","V30061",6000026,"启用","彩色M型","Color M mode",null,"海外/国内","ALL",null,2,"Suzhou","X","X","X"]
["Tissue Doppler (TD)","V30065",6000030,"启用","组织多普勒","Tissue Doppler (TD)",null,"海外/国内","ALL",null,2,"Suzhou","X","X","X"]
["Tissue Velocity Imaging (TVI)","V30036",3200475,"启用","组织速度成像","Tissue Velocity Imaging (TVI)",null,"海外/国内","ALL",null,2,"Suzhou","X","X","X"]
["Tissue Velocity M-mode (TVM)","V30039",3200483,"启用","组织速度M型","Tissue Velocity M-mode (TVM)",null,"海外/国内","ALL",null,2,"Suzhou","X","X","X"]
["Tissue Power Imaging (TPI)","V30170",6000069,"启用","组织多普勒能量图","Tissue Power Imaging (TPI)",null,"海外/国内","ALL",null,2,"Suzhou","Δ","Δ","Δ"]
["Auto IMT","V30033",3200472,"启用","颈动脉内中膜自动测量","Auto IMT",null,"海外/国内","ALL",null,2,"Suzhou","O","O","O"]
["Auto EF","V30149",6000062,"启用","左心室射血分数自动测量包","Auto EF",null,"海外/国内","ALL",null,2,"Suzhou","X","X","X"]
["Auto OB","V30171",6000070,"启用","产科自动测量","Auto OB",null,"海外/国内","ALL",null,2,"Suzhou","-","-","-"]
["Auto Bladder","V30172",6000071,"启用","膀胱自动测量","Auto Bladder",null,"海外/国内","ALL",null,2,"Suzhou","-","-","-"]
["Elastic imaging","V30053",6000018,"启用","Elastic imaging压力式弹性成像","Elastic imaging",null,"海外/国内","ALL",null,2,"Suzhou","O","O","O"]
["Contrast imaging","V30054",6000019,"启用","CBI微泡造影成像","Contrast imaging",null,"海外/国内","ALL",null,2,"Suzhou","O","X","O"]
["vFlash","V30176",6000072,"启用","声动力成像","vFlash",null,"海外/国内","ALL",null,2,"Suzhou","O","X","-"]
["Needle enhancement","V30080",6000034,"启用","穿刺增强","Needle enhancement",null,"海外/国内","ALL",null,2,"Suzhou","O","O","O"]
["SGC","V30107",6000050,"启用","扫描增益补偿","SGC",null,"海外/国内","ALL",null,2,"Suzhou","X","X","X"]
["Tutorials","V30195",6000079,"启用","超声教学功能","Tutorials",null,"海外/国内","ALL",null,2,"Suzhou","X","X","X"]
["PWV","V30210",6000088,"启用","脉搏波定量分析","PWV",null,"海外/国内","ALL",null,2,"Suzhou","-","-","-"]
["AMAS( Automatic measurement of Arterial stiffness )","V30354",6000167,"启用","整体动脉僵硬度自动测量系统","AMAS( Automatic measurement of Arterial stiffness )",null,"海外/国内","ALL",null,2,"Suzhou","-","-","-"]
["Stress Echo","V30211",6000089,"启用","负荷成像","Stress Echo",null,"海外/国内","ALL",null,2,"Suzhou","O","O","O"]
["2D auto follicle","V30212",6000090,"启用","二维卵泡自动测量","2D auto follicle",null,"海外/国内","ALL",null,2,"Suzhou","-","-","-"]
["HSG","V30215",6000092,"启用","输卵管造影","HSG",null,"海外/国内","ALL",null,2,"Suzhou","-","-","-"]
["VINNO  Cardiac Quantification","V30291",6000101,"启用","辅助诊疗功能","VINNO   Cardiac Quantification",null,"海外/国内","ALL",null,2,"Suzhou","O","X","O"]
["vCQ-ABD","V30750",6000305,"启用","辅助诊疗功能（腹部）","vCQ-ABD",null,"海外/国内","ALL",null,2,"Suzhou","O","X","O"]
["vCQ-Cardiac","V30753",6000303,"启用","辅助诊疗功能（心脏）","vCQ-Cardiac",null,"海外/国内","ALL",null,2,"Suzhou","O","X","O"]
["Zone Imaging","V30303",6000132,"启用","全御相关成像","Zone Imaging",null,"海外/国内","ALL",null,2,"Suzhou","X","X","X"]
[" VFlow","V30355",6000168,"启用","高灵敏度血流"," VFlow",null,"海外/国内","ALL",null,2,"Suzhou","X","X","X"]
["Strain Imaging","V30356",6000169,"启用","应变成像","Strain Imaging",null,"海外/国内","ALL",null,2,"Suzhou","O","O","O"]
["VAid (Real-time Auto Breast Lesion Detection)","V30357",6000170,"启用","乳腺自动化病灶辅助检测","VAid (Real-time Auto Breast Lesion Detection)",null,"海外/国内","ALL",null,2,"Suzhou","-","-","-"]
["VReport","V30363",6000173,"启用","VReport（软件）","VReport",null,"海外/国内","ALL",null,2,"Suzhou","O","O","O"]
["VSPORT","V30386",6000177,"启用","运动版","VSPORT",null,"海外/国内","ALL",null,2,"Suzhou","-","-","-"]
["Emergency","V30463",6000186,"启用","急诊包","Emergency",null,"海外/国内","ALL",null,2,"Suzhou","-","-","-"]
["Nephrology","V30464",6000187,"启用","肾内（血管通路）包","Nephrology",null,"海外/国内","ALL",null,2,"Suzhou","-","-","-"]
["ICU","V30465",6000188,"启用","重症包","ICU",null,"海外/国内","ALL",null,2,"Suzhou","-","-","-"]
["anesthesia package","V30419",6000182,"启用","神经麻醉包","anesthesia package",null,"海外/国内","ALL",null,2,"Suzhou","-","-","-"]
["MSK package","V30361",6000172,"启用","MSK包","MSK package",null,"海外/国内","ALL",null,2,"Suzhou","-","-","-"]
["Remote Examination","V30420",6000183,"启用","远程考核","Remote Examination",null,"海外/国内","ALL",null,2,"Suzhou","Δ","Δ","Δ"]
["Shear Wave Imaging(VShear)","V30494",6000190,"启用","弹性成像","shear wave imaging",null,"海外/国内","ALL",null,2,"Suzhou","-","-","-"]
["VLuminous Flow","V30495",6000191,"启用","立体血流","VLuminous Flow",null,"海外/国内","ALL",null,2,"Suzhou","X","X","X"]
["Live IMT","V30496",6000192,"启用","实时IMT","Live IMT",null,"海外/国内","ALL",null,2,"Suzhou","-","-","-"]
["VAim for OB","V30497",6000193,"启用","VAim:产科自动测量","VAim for OB",null,"海外/国内","ALL",null,2,"Suzhou","-","-","-"]
["VAim for HIP","V30498",6000194,"启用","VAim:小儿髋关节自动测量","VAim for HIP",null,"海外/国内","ALL",null,2,"Suzhou","-","-","-"]
["VAim for Follicle","V30499",6000195,"启用","VAim:卵泡自动测量","VAim for Follicle",null,"海外/国内","ALL",null,2,"Suzhou","-","-","-"]
["VAim for Pelvic","V30500",6000196,"启用","VAim:盆底脱垂自动测量","VAim for Pelvic",null,"海外/国内","ALL",null,2,"Suzhou","-","-","-"]
["VAim for LEVA(3D)","V30501",6000197,"启用","VAim:3D盆底肛提肌裂孔自动测量","VAim for LEVA(3D)",null,"海外/国内","ALL",null,2,"Suzhou","-","-","-"]
["Customized Auto Workflow(VWork)","V30502",6000198,"启用","自定义工作流","Customized auto workflow",null,"海外/国内","ALL",null,2,"Suzhou","X","X","X"]
["Auto Flow Volume","V30531",6000205,"启用","血流量自动测量","Auto Flow Volume",null,"海外/国内","ALL",null,2,"Suzhou","-","-","-"]
["实验室ECG（ECG for LAB）（备注：需要配实验室ECG硬件）","V30538",6000209,"启用","实验室ECG（ECG for LAB）","ECG for LAB",null,"海外/国内","ALL",null,2,"Suzhou","O","O","O"]
["Multi Doppler","V30624",6000282,"启用","多门多普勒","Multi Doppler",null,"海外/国内","ALL",null,2,"SuZhou","X","X","X"]
["VELP","V30826",6000331,"启用","VELP功能（兽用Ai功能）","VELP",null,"海外/国内","ALL",null,2,"SuZhou","O","O","-"]
["Scan Guide","V30827",6000332,"启用","扫查引导功能 ","Scan Guide",null,"海外/国内","ALL",null,2,"SuZhou","O","O","O"]
["SMF(Super Micro Flow)","V30615",6000273,"启用","超微细血流成像","SMF(Super Micro Flow)",null,"海外/国内","ALL",null,2,"SuZhou","O","O","O"]
["Research Access","V30714 ",6000293,"启用","原始科研数据导出","Research Access",null,"海外/国内","ALL",null,2,"SuZhou","O","O","O"]
["URM（超分辨显微成像）","V30842",6000333,"启用","超分辨显微成像","URM",null,"海外/国内","ALL",null,2,"SuZhou","-","-","-"]
[]
[]
["3D imaging","V30135",6000057,"启用","三维成像","3D imaging",null,"海外/国内","ALL",null,2,"Suzhou","Δ","Δ","Δ"]
["Real-time grayscale 4D","V30066",6000031,"启用","实时灰阶四维","Real-time grayscale 4D",null,"海外/国内","ALL",null,2,"Suzhou","Δ","Δ","Δ"]
["Tomographic display (Mcut)","V30067",6000032,"启用","超声断层成像","Tomographic display (Mcut)",null,"海外/国内","ALL",null,2,"Suzhou","Δ","Δ","Δ"]
["Parameter adjustable after freeze","V30368",6000176,"启用","冻结后调节参数","Parameter adjustable after freeze",null,"海外/国内","ALL",null,2,"Suzhou","Δ","Δ","Δ"]
["Spatio Temporal Image Correlation (STIC)（自研）","V30787",6000323,"启用","时间空间相关成像","Spatio Temporal Image Correlation (STIC)",null,"海外/国内","ALL",null,2,"SuZhou","Δ","Δ","Δ"]
["HQ (High Quality) 3D/4D","V30035",3200474,"启用","羊膜腔镜成像技术","HQ (High Quality) 3D/4D",null,"海外/国内","ALL",null,2,"Suzhou","Δ","Δ","Δ"]
["Auto NT","V30040",3200484,"启用","自动颈项透明层测量","Auto NT",null,"海外/国内","ALL",null,2,"Suzhou","-","-","-"]
["Auto IT measure","V30503",6000199,"启用","自动IT(颅内透明层)测量","Auto IT",null,"海外/国内","ALL",null,2,"Suzhou","-","-","-"]
["Inversion mode","V30057",6000022,"启用","灰阶反转模式","Inversion mode",null,"海外/国内","ALL",null,2,"Suzhou","Δ","Δ","Δ"]
["Magic cut","V30058",6000023,"启用","魔术刀","Magic cut",null,"海外/国内","ALL",null,2,"Suzhou","Δ","Δ","Δ"]
["Smart touch panel 3D/4D operation","V30059",6000024,"启用","智能三维/四维触摸屏操作模式","Smart touch panel 3D/4D operation",null,"海外/国内","ALL",null,2,"Suzhou","Δ","Δ","Δ"]
["Free view","V30060",6000025,"启用","容积超声断层成像","Free view",null,"海外/国内","ALL",null,2,"Suzhou","Δ","Δ","Δ"]
["Smart 3D Volume Calculation","V30177",6000073,"启用","智能三维容积计算","Smart 3D Volume Calculation",null,"海外/国内","ALL",null,2,"Suzhou","Δ","Δ","Δ"]
["Free 3D","V30178",6000074,"启用","自由臂3D","Free 3D",null,"海外/国内","ALL",null,2,"Suzhou","Δ","Δ","Δ"]
["3D auto follicle","V30213",6000091,"启用","三维卵泡自动测量","3D auto follicle",null,"海外/国内","ALL",null,2,"Suzhou","Δ","Δ","Δ"]
["4D HQ Silhouette mode","V30358",6000171,"启用","HQ剪影模式","4D HQ Silhouette mode",null,"海外/国内","ALL",null,2,"Suzhou","-","-","-"]
["Transfer image to FTP server","V30087",6000044,"启用","传输影像至FTP服务器","Transfer image to FTP server",null,"海外/国内","ALL",null,2,"Suzhou","X","X","X"]
["DICOM3.0基础功能","V30038",3200478,"启用","DICOM3.0基础功能（导出与存储，打印,列表）","DICOM export and storage, printer, worklist",null,"海外/国内","ALL",null,2,"Suzhou","O","O","O"]
["RF data export","V30088",6000045,"启用","RF元数据导出","RF data export",null,"海外/国内","ALL",null,2,"Suzhou","Δ","Δ","Δ"]
["Export 3D data for 3D printer","V30504",6000200,"启用","导出3D打印数据","Export 3D data for 3D printer",null,"海外/国内","ALL",null,2,"Suzhou","Δ","Δ","Δ"]
["Auto Levator Ani","V30505",6000201,"启用","3D盆底肛提肌裂孔自动测量","Auto Levator Ani",null,"海外/国内","ALL",null,2,"Suzhou","Δ","Δ","Δ"]
["3D Smart Face","V30506",6000202,"启用","智能胎儿面部成像","3D Smart Face",null,"海外/国内","ALL",null,2,"Suzhou","-","-","-"]
[]
["LAN","V30600",6000258,"启用","网络连接口","LAN",null,"海外/国内","ALL",null,2,"Suzhou","X","X","X"]
["Network storage and printing","V30601",6000259,"启用","网络存储与网络打印","Network storage and printing",null,"海外/国内","ALL",null,2,"Suzhou","X","X","X"]
["Support Mobile data transmission via Bluetooth and E-Mail","V30602",6000260,"启用","支持蓝牙和邮件发送数据","Support Mobile data transmission via Bluetooth and E-Mail",null,"海外/国内","ALL",null,2,"Suzhou","X","X","X"]
["Patient database","V30603",6000261,"启用","病人数据管理","Patient database",null,"海外/国内","ALL",null,2,"Suzhou","X","X","X"]
["Quick store","V30604",6000262,"启用","快速存储","Quick store",null,"海外/国内","ALL",null,2,"Suzhou","X","X","X"]
["Auto trace in PW","V30605",6000263,"启用","频谱自动跟踪测量","Auto trace in PW",null,"海外/国内","ALL",null,2,"SuZhou","X","X","X"]
["Vascular calculations","V30606",6000264,"启用","血管测量包","Vascular calculations",null,"海外/国内","ALL",null,2,"Suzhou","X","X","X"]
["Cardiac calculations","V30607",6000265,"启用","心脏测量包","Cardiac calculations",null,"海外/国内","ALL",null,2,"Suzhou","X","X","X"]
["OB calculations and tables","V30608",6000266,"启用","产科计算包及胎儿生长曲线表","OB calculations and tables",null,"海外/国内","ALL",null,2,"Suzhou","Δ","Δ","Δ"]
["Gynecological calculations","V30609",6000267,"启用","妇科计算包","Gynecological calculations",null,"海外/国内","ALL",null,2,"Suzhou","Δ","Δ","Δ"]
["Urological calculations","V30610",6000268,"启用","泌尿科计算包","Urological calculations",null,"海外/国内","ALL",null,2,"Suzhou","Δ","Δ","Δ"]
["Renal calculations","V30611",6000269,"启用","肾脏计算包","Renal calculations",null,"海外/国内","ALL",null,2,"Suzhou","X","X","X"]
["Volume calculations","V30612",6000270,"启用","容积计算包","Volume calculations",null,"海外/国内","ALL",null,2,"Suzhou","X","X","X"]
[]
["Optional peripherals"]
["Power Filter","V30390","1000531-2","启用","抗干扰电源滤波器组件_万能插座","Power Filter",null,"海外/国内","ALL",null,1,"Suzhou","X","X","X"]
["VCloud interface","V30173",6000075,"启用","远程传输接口","VCloud interface",null,"海外/国内","ALL",null,2,"Suzhou","X","X","X"]
["VGuide","V30214",1000492,"启用","微磁引导(含磁化器+体模)","VGuide",null,"海外/国内","ALL",null,2,"Suzhou","-","-","-"]
["DVI_24+5公转VGA母转接头","V30550",3201746,"启用","DVI转VGA转换器套件","DVI to VGA converter",null,"国内","CN",null,1,"Suzhou","O","O","O"]
["USB double button foot switch","V30084",3200609,"启用","USB双踏脚踏开关","USB double button foot switch",null,"海外/国内","ALL",null,1,"Suzhou","O","O","O"]
["外置导声胶加热器","V10047",9000077,"启用","外置导声胶加热器","External Gel Warmer",null,"海外/国内","ALL",null,1,"Suzhou","-","-","-"]
["USB audio adapter","V30341",3200691,"启用","USB 外置声卡","USB audio adapter",null,"国内","CN",null,1,"Suzhou","Δ","Δ","Δ"]
["DVI转HDMI视频输出线-50cm","V30424",3200788,"启用","DVI转HDMI视频输出线","DVI to HDMI cable for trolley &TOONA_50cm",null,"海外/国内","ALL",null,1,"Suzhou","-","-","-"]
["HDMI port adapter ","V30425",3201382,"启用","DVI转HDMI转接头","HDMI port adapter ",null,"海外/国内","ALL",null,1,"Suzhou","X","X","X"]
["绿联CM390蓝牙(USB bluetooth adapter) （非CE国家使用）","V30643",3202038,"启用","蓝牙适配器","Bluetooth adapter",null,"海外/国内","ALL",null,1,"Suzhou","-","-","-"]
["Bluetooth adapter","V30082",3200606,"启用","蓝牙适配器","Bluetooth adapter",null,"海外/国内","ALL",null,1,"Suzhou","X","X","X"]
["USB Flash Drive","V30023",3200372,"启用","USB闪存盘","USB Flash Drive",null,"海外/国内","ALL",null,2,"Suzhou","O","O","O"]
["UP-X898MD BW printer","V30024",3200783,"启用","SONY打印机UP-X898MD","UP-X898MD BW printer",null,"海外/国内","ALL",null,1,"Suzhou","O","O","O"]
["UP-D898MD  printer（非CE国家）","V30657",3201814,"启用","UP-D898MD  printer","UP-D898MD  printer",null,"海外/国内","PY/PE/CO/AR/UY/SA/SY/YE/OM/AE/TR/MM/DZ/EG/ET/KE/LY/MU/MA/NG/TZ/UG/TN/MX/EC/DO/GT/PH/KH/UZ/KG/KZ/IN/BO/CL/BY/MY/IQ/TH/VN/KR/LB/NP/AU",null,1,"Suzhou","-","-","-"]
["UP-D25MD color printer","V30025",3200153,"启用","UP-D25MD数字彩色图像打印机","UP-D25MD color printer",null,"海外/国内","ALL",null,1,"Suzhou","O","O","O"]
["探头挂架扩展组件（一转三）","V30518",1000850,"启用","探头挂架扩展组件","extended probe hold",null,"海外/国内","ALL",null,1,"Suzhou","-","-","-"]
["Tu_海外键盘保护膜套件","V30780",2000442,"启用","Tu_海外键盘保护膜套件","Tu Series Keyboard Protective Film Kit",null,"海外/国内","ALL",null,1,"Suzhou","O","O","O"]
[]
["*Optional peripherals(Preassemble in Factory)"]
["WIFI adapter for console（ORCHID&E20系列&50系列）","V30558",3201853,"启用","无线适配器","Wireless adapter  ",null,"海外/国内","ALL",null,2,"SuZhou","O","O","O"]
["TP--LINK -- WIFI6无线网卡（外置）","V30692",3202263,"启用","无线适配器","Wireless adapter  ",null,"国内","CN",null,2,"Suzhou","-","-","-"]
["1T机械硬盘套件","V30533",2000244,"启用"," 机械硬盘套件","HDD(1T) Kit",null,"海外/国内","ALL",null,1,"Suzhou","X","X","X"]
["2T机械硬盘(WD20PURX)","V30724","3202158","启用","2T机械硬盘(WD20PURX)","HDD (2T)",null,"海外/国内","ALL",null,1,"SuZhou","-","-","-"]
["4T机械硬盘(WD40PURX)","V30725","3202159","启用","4T机械硬盘(WD40PURX)","HDD (4T)",null,"海外/国内","ALL",null,1,"SuZhou","-","-","-"]
["2TSSD硬盘(DES25-02TDK1KCFYN)","V30726","3202223","启用","2TSSD硬盘(DES25-02TDK1KCFYN)","SSD (2T)",null,"海外/国内","ALL",null,1,"SuZhou","-","-","-"]
["快速启动 "," V30728",3202065,"启用","快速启动 ","Quick Start package",null,"海外/国内","ALL",null,1,"Suzhou","X","X","X"]
["Tu_ECG套件美标","V30788",2000448,"启用","ECG心电图美标","ECG _AHA",null,"海外/国内","PE/BO/CO/PR/MX/PA/EC/DO/GT/BR/CL/SV/HN/NI/CR",null,2,"SuZhou","O","O","O"]
["Tu_ECG套件欧标","V30789",2000449,"启用","ECG心电图欧标","ECG _IEC",null,"海外/国内","ALL",null,2,"SuZhou","O","O","O"]
["空化探头支架","V30311",1000503,"启用","空化探头支架","Vflash probe bracket",null,"国内","CN",null,1,"Suzhou","O","O","O"]
[]
["Probes"]
["S1-8C","V20020",1000182,"启用","S1-8C探头","S1-8C",null,"海外/国内","ALL",null,1,"Suzhou","-","-","-"]
["S2-9C","V20036",1000274,"启用","S2-9C探头","S2-9C",null,"海外/国内","ALL",null,1,"Suzhou","-","-","-"]
["X2-6C","V20002",1000164,"启用","X2-6C探头","X2-6C",null,"海外/国内","ALL",null,1,"Suzhou","-","-","-"]
["G2-5C","V20001",1000163,"启用","G2-5C探头","G2-5C",null,"海外/国内","ALL",null,1,"Suzhou","-","-","-"]
["F2-5C","V20015",1000177,"启用","F2-5C探头","F2-5C",null,"海外/国内","ALL",null,1,"Suzhou","-","-","-"]
["D3-6C","V20066",1001062,"启用","D3-6C探头","D3-6C",null,"海外/国内","ALL",null,1,"Suzhou","-","-","-"]
["D3-6CE","V20027",1000271,"启用","D3-6CE探头","D3-6CE",null,"海外/国内","ALL",null,1,"Suzhou","-","-","-"]
["G4-9E","V20005",1000313,"启用","G4-9E探头","G4-9E",null,"海外/国内","ALL",null,1,"Suzhou","-","-","-"]
["D4-9E","V20006",1000346,"启用","D4-9E探头","D4-9E",null,"海外/国内","ALL",null,1,"Suzhou","-","-","-"]
["F4-9E","V20033",1000432,"启用","F4-9E探头","F4-9E",null,"海外/国内","ALL",null,1,"Suzhou","-","-","-"]
["G3-9MV","V20068",1001380,"启用","G3-9M探头","G3-9M",null,"海外/国内","ALL",null,1,"Suzhou","-","-","-"]
["G4-9M","V20007",1000169,"启用","G4-9M探头","G4-9M",null,"海外/国内","ALL",null,1,"Suzhou","X","X","X"]
["X3-10L","V20038",1000491,"启用","X3-10L探头","X3-10L",null,"海外/国内","ALL",null,1,"Suzhou","-","-","-"]
["X4-12L","V20008",1000170,"启用","X4-12L探头","X4-12L",null,"海外/国内","ALL",null,1,"Suzhou","X","X","X"]
["X6-16L","V20009",1000171,"启用","X6-16L探头","X6-16L",null,"海外/国内","ALL",null,1,"Suzhou","X","X","X"]
["X6-16L NGS compatible with VGuide function","V20034",1000434,"启用","X6-16L NGS 探头","X6-16L NGS compatible with VGuide function",null,"海外/国内","ALL",null,1,"Suzhou","-","-","-"]
["U5-15L","V20010",1000172,"启用","U5-15L探头","U5-15L",null,"海外/国内","ALL",null,1,"Suzhou","-","-","-"]
["U5-15LE","V20011",1000173,"启用","U5-15LE探头","U5-15LE",null,"海外/国内","ALL",null,1,"Suzhou","-","-","-"]
["I4-11T","V20012",1000174,"启用","I4-11T探头","I4-11T",null,"海外/国内","ALL",null,1,"Suzhou","-","-","-"]
["X10-23L","V20022",1000276,"启用","X10-23L探头","X10-23L",null,"海外/国内","ALL",null,1,"Suzhou","-","X","-"]
["X9-22L","V20023",1000273,"启用","X9-22L探头","X9-22L",null,"海外/国内","ALL",null,1,"Suzhou","-","-","-"]
["I7-18L","V20024",1000277,"启用","I7-18L探头","I7-18L",null,"海外/国内","ALL",null,1,"Suzhou","X","X","-"]
["G1-4PV ","V20052",1000744,"启用","G1-4P探头","G1-4P",null,"海外/国内","ALL",null,1,"Suzhou","-","-","-"]
["S1-6P","V20048",1000275,"启用","S1-6P探头","S1-6P",null,"海外/国内","ALL",null,1,"Suzhou","-","-","-"]
["S1-6PV","V20061",1001206,"启用","S1-6P探头","S1-6P",null,"海外/国内","ALL",null,1,"SuZhou","X","X","-"]
["G4-12LV","V20026",1000344,"启用","G4-12LV探头","G4-12LV",null,"海外/国内","ALL",null,1,"Suzhou","-","-","-"]
["G3-10P","V20025",1000337,"启用","G3-10P探头","G3-10P",null,"海外/国内","ALL",null,1,"Suzhou","-","-","-"]
["G3-10PX","V20031",1000372,"启用","G3-10PX探头","G3-10PX",null,"海外/国内","ALL",null,1,"Suzhou","X","X","X"]
["G4-12P","V20060",1001147,"启用","G4-12P探头","G4-12P",null,"海外/国内","ALL",null,1,"Suzhou","X","X","X"]
["E3-8T","V20057",1000734,"启用","E3-8T探头","E3-8T",null,"海外/国内","ALL",null,1,"Suzhou","-","-","-"]
[]
["Biopsy guide"]
["Biopsy guide S1-8C","V30143",3100128,"启用","穿刺架S1-8C","Biopsy guide S1-8C",null,"海外/国内","ALL",null,1,"Suzhou","-","-","-"]
["Biopsy guide G2-5C","V30026",3100102,"启用","穿刺架G2-5C","Biopsy guide G2-5C",null,"海外/国内","ALL",null,1,"Suzhou","-","-","-"]
["Biopsy guide F2-5C","V30141",3100096,"启用","穿刺架F2-5C","Biopsy guide F2-5C",null,"海外/国内","ALL",null,1,"Suzhou","-","-","-"]
["Biopsy guide G4-9E Steel","V30030",3100101,"启用","穿刺架G4-9E ","Biopsy guide G4-9E Steel",null,"海外/国内","ALL",null,1,"Suzhou","-","-","-"]
["Biopsy guide G4-9E Steel 21G","V30217",3100211,"启用","穿刺架G4-9E  21G","Biopsy guide G4-9E Steel 21G",null,"海外/国内","ALL",null,1,"Suzhou","-","-","-"]
["Biopsy guide G4-9E Steel 14G","V30362",3100250,"启用","穿刺架G4-9E  14G","Biopsy guide G4-9E Steel 14G",null,"海外/国内","ALL",null,1,"Suzhou","-","-","-"]
["Biopsy guide G4-9E Steel 17G","V30768",3100545,"启用","穿刺架G4-9E  17G","Biopsy guide G4-9E Steel 17G",null,"海外/国内","ALL",null,1,"Suzhou","-","-","-"]
["Disposable Biopsy guide 12Pcs/Bag for G4-9E（can be sold in Peru,Chile, Argentina,Mexico,Algeria,India,Iraq,Ecuador ,Egypt, South Africa,Europe(except Italy and Spain) ","T10004",3100243,"启用","Disposable Biopsy guide 12Pcs/Bag for G4-9E（can be sold in Peru,Chile, Argentina,Mexico,Algeria,India,Iraq,Ecuador ,Egypt, South Africa,Europe(except Italy and Spain) ","Disposable Biopsy guide 12Pcs/Bag for G4-9E",null,"海外","PE/CL/AR/MX/DZ/IN/IQ/EC/EG/ZA/FI/NO/PT/SE/UK/FR/GE/HU/IE/IL",null,1,"Suzhou","-","-","-"]
["Biopsy guide F4-9E","V30205",3100188,"启用","穿刺架F4-9E","Biopsy guide F4-9E",null,"海外/国内","ALL",null,1,"Suzhou","-","-","-"]
["Biopsy guide X6-16L","V30028",3100093,"启用","穿刺架X6-16L","Biopsy guide X6-16L",null,"海外/国内","ALL",null,1,"Suzhou","X","X","X"]
["Biopsy guide X4-12L","V30118",3100092,"启用","穿刺架X4-12L","Biopsy guide X4-12L",null,"海外/国内","ALL",null,1,"Suzhou","X","X","X"]
["Biopsy guide F4-12L","V30142",3100130,"启用","穿刺架F4-12L","Biopsy guide F4-12L",null,"海外/国内","ALL",null,1,"Suzhou","-","-","-"]
["Biopsy guide G1-4P","V30119",3100095,"启用","穿刺架G1-4P","Biopsy guide G1-4P",null,"海外/国内","ALL",null,1,"Suzhou","-","-","-"]
["Biopsy guide S1-6P","V30120",3100094,"启用","穿刺架S1-6P","Biopsy guide S1-6P",null,"海外/国内","ALL",null,1,"Suzhou","-","-","-"]
["Biopsy guide X4-9E","V30522",3100384,"启用","穿刺架 X4-9E","Biopsy guide X4-9E",null,"海外/国内","ALL",null,1,"Suzhou","-","-","-"]
["Biopsy guide BP4-9","V30523",3100392,"启用","穿刺架 BP4-9","Biopsy guide BP4-9",null,"海外/国内","ALL",null,1,"Suzhou","-","-","-"]
["Biopsy needle guide slot（except for micro convex endocavity array）","V30430",3100252,"启用","穿刺针导槽14G（适用于除了经腔探头穿刺架外其他的金属穿刺架）","Biopsy needle guide slot（except for micro convex endocavity array）",null,"海外/国内","ALL",null,1,"Suzhou","-","-","-"]
["Biopsy needle guide slot 22G（except for micro convex endocavity array）","V30650",3100508,"启用","穿刺针导槽22G（适用于除了经腔探头穿刺架外其他的金属穿刺架）","Biopsy needle guide slot（except for micro convex endocavity array）",null,"海外/国内","ALL",null,1,"Suzhou","-","-","-"]
["Biopsy needle guide slot 23G（except for micro convex endocavity array）","V30651",3100553,"启用","穿刺针导槽23G（适用于除了经腔探头穿刺架外其他的金属穿刺架）","Biopsy needle guide slot（except for micro convex endocavity array）",null,"海外/国内","ALL",null,1,"Suzhou","-","-","-"]
["Biopsy guide S1-6PX","V30653",3100438,"启用","穿刺架S1-6PX","Biopsy guide S1-6PX",null,"海外/国内","ALL",null,1,"Suzhou","-","-","-"]
["Biopsy guide X2-6C","V30654",3100454,"启用","穿刺架X2-6C","Biopsy guide X2-6C",null,"海外/国内","ALL",null,1,"Suzhou","-","-","-"]
["Biopsy guide S2-9C","V30769","3100473","启用","穿刺架S2-9C","Biopsy guide S2-9C",null,"海外/国内","ALL",null,1,"Suzhou","-","-","-"]
["Biopsy guide S1-6PV","V30824",3100668,"启用","穿刺架S1-6PV","Biopsy guide S1-6PV",null,"海外/国内","ALL",null,1,"Suzhou","X","X","-"]

{"sheet":"国内A系列超声配置","index":7,"n_rows":193,"n_cols":24,"rows_kept":193,"cut":false,"hidden":false,"merged":[]}
["EquipmentName",{"$nulls":11},"便携式数字化彩色超声诊断仪","便携式数字化彩色超声诊断仪","便携式数字化彩色超声诊断仪","便携式数字化彩色超声诊断仪","便携式数字化彩色超声诊断仪","便携式数字化彩色超声诊断仪","便携式数字化彩色超声诊断仪","便携式数字化彩色超声诊断仪","便携式数字化彩色超声诊断仪","便携式数字化彩色超声诊断仪","便携式数字化彩色超声诊断仪","便携式数字化彩色超声诊断仪"]
["ProductType",{"$nulls":11},"便携","便携","便携","便携","便携","便携","便携","便携","便携","便携","便携","便携"]
["RegionTypes",{"$nulls":11},"海外/国内","海外/国内","海外/国内","海外/国内","海外/国内","海外/国内","海外/国内","海外/国内","海外/国内","海外/国内","海外/国内","海外/国内"]
["ApplicableCountries",{"$nulls":11},"ALL","ALL","ALL","ALL","ALL","ALL","ALL","ALL","ALL","ALL","ALL","ALL"]
["InapplicableCountries"]
["Status",{"$nulls":11},"未发布","未发布","未发布","启用","启用","未发布","未发布","未发布","未发布","未发布","未发布","未发布"]
["City",{"$nulls":11},"SuZhou","SuZhou","SuZhou","SuZhou","SuZhou","SuZhou","SuZhou","SuZhou","SuZhou","SuZhou","SuZhou","SuZhou"]
["isBareMachine",{"$nulls":11},"否","否","否","否","否","否","否","否","否","否","否","否"]
["mapperIpn"]
["Name","VCode","IPN","Status","ChineseDescription","EnglishDescription","Remark","RegionType","ApplicableCountries","InapplicableCountries","ChinaCategory","shipAddress","A6","A6e","A6p","A5","A5e","A5p","A3","A3p","A2","A2p","A1","A1p"]
["Main Unit"]
["VINNO A6 system CHN主机","V10515",9000310,"未发布","VINNO A6 ","VINNO A6 ",null,"国内","CN",null,1,"Suzhou","X","-","-","-","-","-","-","-","-","-","-","-"]
["VINNO A6e system CHN主机  ","V10516",9000330,"未发布","VINNO A6e   ","VINNO A6e   ",null,"国内","CN",null,1,"Suzhou","-","X","-","-","-","-","-","-","-","-","-","-"]
["VINNO A6p system CHN主机  ","V10517",9000332,"未发布","VINNO A6p   ","VINNO A6p   ",null,"国内","CN",null,1,"Suzhou","-","-","X","-","-","-","-","-","-","-","-","-"]
["VINNO A5 system CHN主机   ","V10518",9000334,"启用","VINNO A5    ","VINNO A5    ",null,"国内","CN",null,1,"Suzhou","-","-","-","X","-","-","-","-","-","-","-","-"]
["VINNO A5e system CHN主机  ","V10519",9000336,"启用","VINNO A5e   ","VINNO A5e   ",null,"国内","CN",null,1,"Suzhou","-","-","-","-","X","-","-","-","-","-","-","-"]
["VINNO A5p system CHN主机  ","V10520",9000338,"未发布","VINNO A5p   ","VINNO A5p   ",null,"国内","CN",null,1,"Suzhou","-","-","-","-","-","X","-","-","-","-","-","-"]
["VINNO A3 system CHN主机  ","V10521",9000340,"未发布","VINNO A3   ","VINNO A3   ",null,"国内","CN",null,1,"Suzhou","-","-","-","-","-","-","X","-","-","-","-","-"]
["VINNO A3p system CHN主机  ","V10522",9000342,"未发布","VINNO A3p   ","VINNO A3p   ",null,"国内","CN",null,1,"Suzhou","-","-","-","-","-","-","-","X","-","-","-","-"]
["VINNO A2 system CHN主机  ","V10524",9000344,"未发布","VINNO A2   ","VINNO A2   ",null,"国内","CN",null,1,"Suzhou","-","-","-","-","-","-","-","-","X","-","-","-"]
["VINNO A2p system CHN主机   ","V10526",9000346,"未发布","VINNO A2p    ","VINNO A2p    ",null,"国内","CN",null,1,"Suzhou","-","-","-","-","-","-","-","-","-","X","-","-"]
["VINNO A1 system CHN主机   ","V10528",9000348,"未发布","VINNO A1    ","VINNO A1    ",null,"国内","CN",null,1,"Suzhou","-","-","-","-","-","-","-","-","-","-","X","-"]
["VINNO A1p system CHN主机  ","V10530",9000350,"未发布","VINNO A1p   ","VINNO A1p   ",null,"国内","CN",null,1,"Suzhou","-","-","-","-","-","-","-","-","-","-","-","X"]
[]
["Power cable(select one)"]
["国标交流电源线","V30001",3200038,"启用","国标交流电源线","AC Power Cord CHN",null,"国内","CN",null,1,"Suzhou","X","X","X","X","X","X","X","X","X","X","X","X"]
["国标交流电源线3m","V30633",3202039,"启用","国标交流电源线","AC Power Cord CHN",null,"国内","CN",null,1,"Suzhou","O","O","O","O","O","O","O","O","O","O","O","O"]
[]
["User Manual(select one)"]
["VINNO A6_A5_A3 中文版基本用户手册"," V30335",8000318,"启用","VINNO A6_A5_A3 中文版基本用户手册","VINNO A6_A5_A3 Basic User Manual_ZH-CN",null,"国内","CN",null,1,"Suzhou","X","X","X","X","X","X","X","X","X","X","X","X"]
["VINNO D3VET_D2VET 中文版基本用户手册","V30396",8000382,"启用","VINNO D3VET_D2VET 中文版基本用户手册","VINNO D3VET_D2VET Basic User Manual_ZH-CN ",null,"国内","CN",null,1,"Suzhou","-","-","-","-","-","-","-","-","-","-","-","-"]
[]
["*Software"]
["飞依诺 A 系列超声诊断仪软件 V1.9","V30423",8000417,"启用","飞依诺 A 系列超声诊断仪软件 V1.9","VINNO software V1.9 for A series ",null,"国内","CN",null,2,"Suzhou","X","X","X","X","X","X","X","X","X","X","X","X"]
[]
["Optional Features"]
["VSpeckle I","V30598",6000257,"停用","I型组织斑点噪声抑制技术","VSpeckle I",null,"海外/国内","ALL",null,2,"Suzhou","X","X","X","X","X","X","X","X","X","X","X","X"]
["VSpeckle ","V30209",6000087,"启用","组织斑点噪声抑制","VSpeckle ",null,"海外/国内","ALL",null,2,"Suzhou","X","X","X","X","X","X","X","X","X","X","X","X"]
["VFusion","V30583",6000241,"启用","复合超声成像","VFusion",null,"海外/国内","ALL",null,2,"Suzhou","X","X","X","X","X","X","X","X","X","X","X","X"]
["Auto optimization","V30584",6000242,"启用","自动优化功能","Auto optimization",null,"海外/国内","ALL",null,2,"Suzhou","X","X","X","X","X","X","X","X","X","X","X","X"]
["PWD","V30586",6000244,"启用","脉冲多普勒","PWD",null,"海外/国内","ALL",null,2,"Suzhou","X","X","X","X","X","X","X","X","X","X","X","X"]
["Readzoom","V30590",6000248,"启用","局部放大","Readzoom",null,"海外/国内","ALL",null,2,"Suzhou","X","X","X","X","X","X","X","X","X","X","X","X"]
["CFI function","V30591",6000249,"启用","彩色多普勒","CFI function",null,"海外/国内","ALL",null,2,"Suzhou","X","X","X","X","X","X","X","X","X","X","X","X"]
["PDI function","V30592",6000250,"启用","能量多普勒","PDI function",null,"海外/国内","ALL",null,2,"Suzhou","X","X","X","X","X","X","X","X","X","X","X","X"]
["CF Velocity Profile","V30593",6000251,"启用","血流速度分布图","CF Velocity Profile",null,"海外/国内","ALL",null,2,"Suzhou","X","X","X","X","X","X","X","X","X","X","X","X"]
["advanced CFI","V30594",6000252,"启用","高灵敏度彩色多普勒","advanced CFI",null,"海外/国内","ALL",null,2,"Suzhou","-","-","-","-","-","-","-","-","-","-","-","-"]
["B/Color steer","V30595",6000253,"启用","灰阶与彩色独立偏转","B/Color steer",null,"海外/国内","ALL",null,2,"Suzhou","X","X","X","X","X","X","X","X","X","X","X","X"]
["Image Clipboard","V30597",6000255,"启用","图像剪贴板功能","Image Clipboard",null,"海外/国内","ALL",null,2,"Suzhou","X","X","X","X","X","X","X","X","X","X","X","X"]
["VTissue","V30041",3200487,"启用","组织速度特征成像","VTissue",null,"海外/国内","ALL",null,2,"Suzhou","X","-","-","X","-","-","-","-","-","-","-","-"]
["Easy Compare","V30063",6000028,"启用","记忆追踪对比技术","Easy Compare",null,"海外/国内","ALL",null,2,"Suzhou","X","X","X","X","X","X","X","X","X","X","X","X"]
["Duplex/Triplex 2D/Color/PW","V30081",6000035,"启用","二同步/三同步图像显示","Duplex/Triplex 2D/Color/PW",null,"海外/国内","ALL",null,2,"Suzhou","X","X","X","X","X","X","-","X","-","-","-","-"]
["CWD","V30051",6000016,"启用","连续多普勒","CWD",null,"海外/国内","ALL",null,2,"Suzhou","-","-","-","-","-","-","-","-","-","-","-","-"]
["FULL screen","V30310",6000143,"启用","全屏显示","FULL screen",null,"海外/国内","ALL",null,2,"Suzhou","X","X","X","X","X","X","X","X","X","X","X","X"]
["B+CF simultaneously ","V30064",6000029,"启用","灰阶与彩色双幅显示","B+CF simultaneously ",null,"海外/国内","ALL",null,2,"Suzhou","X","X","X","X","X","X","X","X","-","-","-","-"]
["TView ","V30052",6000017,"启用","梯形成像","TView ",null,"海外/国内","ALL",null,2,"Suzhou","X","X","X","X","X","X","X","X","X","X","X","X"]
["Pview","V30031",3200470,"启用","宽景成像","Pview",null,"海外/国内","ALL",null,2,"Suzhou","O","O","O","O","O","O","-","O","O","O","O","O"]
["MAM (multi angle M mode)","V30021",6000008,"启用","全方位M型","MAM (multi angle M mode)",null,"海外/国内","ALL",null,2,"Suzhou","O","O","O","O","O","O","-","O","-","-","-","-"]
["Curve M Mode","V30596",6000254,"启用","曲线解剖M型","Curve M Mode",null,"海外/国内","ALL",null,2,"Suzhou","X","X","X","X","X","X","-","-","-","-","-","-"]
["Color M mode","V30061",6000026,"启用","彩色M型","Color M mode",null,"海外/国内","ALL",null,2,"Suzhou","Δ","Δ","Δ","Δ","Δ","Δ","-","Δ","-","-","-","-"]
["Tissue Doppler (TD)","V30065",6000030,"启用","组织多普勒","Tissue Doppler (TD)",null,"海外/国内","ALL",null,2,"Suzhou","O","O","O","O","O","O","X","O","-","-","-","-"]
["Tissue Velocity Imaging (TVI)","V30036",3200475,"启用","组织速度成像","Tissue Velocity Imaging (TVI)",null,"海外/国内","ALL",null,2,"Suzhou","Δ","Δ","Δ","Δ","Δ","Δ","-","Δ","-","-","-","-"]
["Tissue Velocity M-mode (TVM)","V30039",3200483,"启用","组织速度M型","Tissue Velocity M-mode (TVM)",null,"海外/国内","ALL",null,2,"Suzhou","Δ","Δ","Δ","Δ","Δ","Δ","-","Δ","-","-","-","-"]
["Tissue Power Imaging (TPI)","V30170",6000069,"启用","组织多普勒能量图","Tissue Power Imaging (TPI)",null,"海外/国内","ALL",null,2,"Suzhou","Δ","Δ","Δ","Δ","Δ","Δ","-","Δ","-","-","-","-"]
["Auto IMT","V30033",3200472,"启用","颈动脉内中膜自动测量","Auto IMT",null,"海外/国内","ALL",null,2,"Suzhou","O","O","O","O","O","O","-","O","O","O","O","O"]
["Auto EF","V30149",6000062,"启用","左心室射血分数自动测量包","Auto EF",null,"海外/国内","ALL",null,2,"Suzhou","O","O","O","O","O","O","-","O","O","O","O","O"]
["Auto OB","V30171",6000070,"启用","产科自动测量","Auto OB",null,"海外/国内","ALL",null,2,"Suzhou","X","X","X","X","X","X","-","X","X","X","X","X"]
["Auto Bladder","V30172",6000071,"启用","膀胱自动测量","Auto Bladder",null,"海外/国内","ALL",null,2,"Suzhou","X","X","X","X","X","X","-","X","X","X","X","X"]
["Elastic imaging","V30053",6000018,"启用","Elastic imaging压力式弹性成像","Elastic imaging",null,"海外/国内","ALL",null,2,"Suzhou","-","-","-","-","-","-","-","-","-","-","-","-"]
["Contrast imaging","V30054",6000019,"启用","CBI微泡造影成像","Contrast imaging",null,"海外/国内","ALL",null,2,"Suzhou","-","-","-","-","-","-","-","-","-","-","-","-"]
["VFlash","V30176",6000072,"启用","声动力成像","VFlash",null,"海外/国内","ALL",null,2,"Suzhou","-","-","-","-","-","-","-","-","-","-","-","-"]
["Needle enhancement","V30080",6000034,"启用","穿刺增强","Needle enhancement",null,"海外/国内","ALL",null,2,"Suzhou","O","O","O","O","O","O","-","O","O","O","O","O"]
["SGC (Scanline gain compensation) ","V30107",6000050,"启用","扫描增益补偿","SGC (Scanline gain compensation) ",null,"海外/国内","ALL",null,2,"Suzhou","-","-","-","-","-","-","-","-","-","-","-","-"]
["Tutorials","V30195",6000079,"启用","超声教学功能","Tutorials",null,"海外/国内","ALL",null,2,"Suzhou","X","X","X","X","X","X","-","X","X","X","X","X"]
["PWV","V30210",6000088,"启用","脉搏波定量分析","PWV",null,"海外/国内","ALL",null,2,"Suzhou","-","-","-","-","-","-","-","-","-","-","-","-"]
["AMAS( Automatic measurement of Arterial stiffness )","V30354",6000167,"启用","整体动脉僵硬度自动测量系统","AMAS( Automatic measurement of Arterial stiffness )",null,"海外/国内","ALL",null,2,"Suzhou","-","-","-","-","-","-","-","-","-","-","-","-"]
["Stress Echo","V30211",6000089,"启用","负荷成像","Stress Echo",null,"海外/国内","ALL",null,2,"Suzhou","Δ","O","-","Δ","O","Δ","-","Δ","-","-","-","-"]
["2D auto follicle","V30212",6000090,"启用","二维卵泡自动测量","2D auto follicle",null,"海外/国内","ALL",null,2,"Suzhou","O","O","O","O","O","O","-","O","O","O","O","O"]
["HSG","V30215",6000092,"启用","输卵管容积造影","HSG",null,"海外/国内","ALL",null,2,"Suzhou","-","-","-","-","-","-","-","-","-","-","-","-"]
["VINNO  Cardiac Quantification","V30291",6000101,"启用","辅助诊疗功能","VINNO   Cardiac Quantification",null,"海外/国内","ALL",null,2,"Suzhou","O","O","O","O","O","O","-","O","O","O","O","O"]
["Zone Imaging","V30303",6000132,"启用","全御相关成像","Zone Imaging",null,"海外/国内","ALL",null,2,"Suzhou","-","-","-","-","-","-","-","-","-","-","-","-"]
[" VFlow","V30355",6000168,"启用","高灵敏度血流"," VFlow",null,"海外/国内","ALL",null,2,"Suzhou","-","-","-","-","-","-","-","-","-","-","-","-"]
["Strain Imaging","V30356",6000169,"启用","应变成像","Strain Imaging",null,"海外/国内","ALL",null,2,"Suzhou","-","-","-","-","-","-","-","-","-","-","-","-"]
["VAid (Real-time Auto Breast Lesion Detection)","V30357",6000170,"启用","乳腺自动化病灶辅助检测","VAid (Real-time Auto Breast Lesion Detection)",null,"海外/国内","ALL",null,2,"Suzhou","-","-","-","-","-","-","-","-","-","-","-","-"]
["Emergency Package","V30463",6000186,"启用","急诊包","Emergency Package",null,"海外/国内","ALL",null,2,"Suzhou","-","-","-","-","-","-","-","-","-","-","-","-"]
["Nephrology Package","V30464",6000187,"启用","肾内（血管通路）包","Nephrology Package",null,"海外/国内","ALL",null,2,"Suzhou","-","-","-","-","-","-","-","-","-","-","-","-"]
["ICU Package","V30465",6000188,"启用","重症包","ICU Package",null,"海外/国内","ALL",null,2,"Suzhou","-","-","-","-","-","-","-","-","-","-","-","-"]
["anesthesia package","V30419",6000182,"启用","神经麻醉包","anesthesia package",null,"海外/国内","ALL",null,2,"Suzhou","-","-","-","-","-","-","-","-","-","-","-","-"]
["MSK package","V30361",6000172,"启用","MSK包","MSK package",null,"海外/国内","ALL",null,2,"Suzhou","X","X","X","X","X","X","X","X","X","X","X","X"]
["VReport","V30363",6000173,"启用","VReport(软件）","VReport",null,"海外/国内","ALL",null,2,"Suzhou","O","O","O","O","O","O","-","O","O","O","O","O"]
["VSPORT","V30386",6000177,"启用","运动版","VSPORT",null,"海外/国内","ALL",null,2,"Suzhou","-","-","-","-","-","-","-","-","-","-","-","-"]
["Remote Examination","V30420",6000183,"启用","远程考核","Remote Examination",null,"海外/国内","ALL",null,2,"Suzhou","X","X","X","X","X","X","-","X","X","X","X","X"]
["Shear Wave Imaging(VShear)","V30494",6000190,"启用","弹性成像","shear wave imaging",null,"海外/国内","ALL",null,2,"Suzhou","-","-","-","-","-","-","-","-","-","-","-","-"]
["VLuminous Flow","V30495",6000191,"启用","立体血流","VLuminous Flow",null,"海外/国内","ALL",null,2,"Suzhou","X","X","X","X","X","X","-","X","X","X","X","X"]
["Live IMT","V30496",6000192,"启用","实时IMT","Live IMT",null,"海外/国内","ALL",null,2,"Suzhou","O","O","O","O","O","O","-","O","O","O","O","O"]
["VAim for OB","V30497",6000193,"启用","VAim:产科自动测量","VAim for OB",null,"海外/国内","ALL",null,2,"Suzhou","O","O","O","O","O","O","-","O","O","O","O","O"]
["VAim for HIP","V30498",6000194,"启用","VAim:小儿髋关节自动测量","VAim for HIP",null,"海外/国内","ALL",null,2,"Suzhou","O","O","O","O","O","O","-","O","O","O","O","O"]
["VAim for Follicle","V30499",6000195,"启用","VAim:卵泡自动测量","VAim for Follicle",null,"海外/国内","ALL",null,2,"Suzhou","O","O","O","O","O","O","-","O","O","O","O","O"]
["VAim for Pelvic","V30500",6000196,"启用","VAim:盆底脱垂自动测量","VAim for Pelvic",null,"海外/国内","ALL",null,2,"Suzhou","O","O","O","O","O","O","-","O","O","O","O","O"]
["VAim for LEVA(3D)","V30501",6000197,"启用","VAim:3D盆底肛提肌裂孔自动测量","VAim for LEVA(3D)",null,"海外/国内","ALL",null,2,"Suzhou","O","O","O","O","O","O","-","O","O","O","O","O"]
["Customized Auto Workflow(VWork)","V30502",6000198,"启用","自定义工作流","Customized auto workflow",null,"海外/国内","ALL",null,2,"Suzhou","X","X","X","X","X","X","-","X","X","X","X","X"]
["Auto Flow Volume","V30531",6000205,"启用","血流量自动测量","Auto Flow Volume",null,"海外/国内","ALL",null,2,"Suzhou","O","O","O","O","O","O","-","O","O","O","O","O"]
[]
[]
["3D imaging","V30135",6000057,"启用","三维成像","3D imaging",null,"海外/国内","ALL",null,2,"Suzhou","X","X","X","X","X","X","-","X","-","-","-","-"]
["Real-time grayscale 4D","V30066",6000031,"启用","实时灰阶四维","Real-time grayscale 4D",null,"海外/国内","ALL",null,2,"Suzhou","X","X","X","X","X","X","-","X","-","-","-","-"]
["Tomographic display (Mcut)","V30067",6000032,"启用","超声断层成像","Tomographic display (Mcut)",null,"海外/国内","ALL",null,2,"Suzhou","O ","O ","O ","O ","O ","O ","-","O ","-","-","-","-"]
["Parameter adjustable after freeze","V30368",6000176,"启用","冻结后调节参数","Parameter adjustable after freeze",null,"海外/国内","ALL",null,2,"Suzhou","X","X","X","X","X","X","-","X","-","-","-","-"]
["HQ (High Quality) 3D/4D","V30035",3200474,"启用","羊膜腔镜成像技术","HQ (High Quality) 3D/4D",null,"海外/国内","ALL",null,2,"Suzhou","Δ","Δ","Δ","Δ","Δ","Δ","-","Δ","-","-","-","-"]
["Auto NT","V30040",3200484,"启用","自动颈项透明层测量","Auto NT",null,"海外/国内","ALL",null,2,"Suzhou","O","O","O","O","O","O","-","O","O","O","O","O"]
["Auto IT measure","V30503",6000199,"启用","自动IT(颅内透明层)测量","Auto IT",null,"海外/国内","ALL",null,2,"Suzhou","O","O","O","O","O","O","-","O","O","O","O","O"]
["Inversion mode","V30057",6000022,"启用","灰阶反转模式","Inversion mode",null,"海外/国内","ALL",null,2,"Suzhou","O","O","O","O","O","O","-","O","-","-","-","-"]
["Magic cut","V30058",6000023,"启用","魔术刀","Magic cut",null,"海外/国内","ALL",null,2,"Suzhou","O","O","O","O","O","O","-","O","-","-","-","-"]
["Free view","V30060",6000025,"启用","容积超声断层成像","Free view",null,"海外/国内","ALL",null,2,"Suzhou","O","O","Δ","O","O","Δ","-","Δ","-","-","-","-"]
["Smart 3D Volume Calculation","V30177",6000073,"启用","智能三维容积计算","Smart 3D Volume Calculation",null,"海外/国内","ALL",null,2,"Suzhou","Δ","O","Δ","Δ","-","-","-","Δ","-","-","-","-"]
["Free 3D","V30178",6000074,"启用","自由臂3D","Free 3D",null,"海外/国内","ALL",null,2,"Suzhou","Δ","O","Δ","O","O","Δ","-","Δ","-","-","-","-"]
["3D auto follicle","V30213",6000091,"启用","三维卵泡自动测量","3D auto follicle",null,"海外/国内","ALL",null,2,"Suzhou","Δ","O","Δ","Δ","O","Δ","-","Δ","-","-","-","-"]
["4D HQ Silhouette mode","V30358",6000171,"启用","HQ剪影模式","4D HQ Silhouette mode",null,"海外/国内","ALL",null,2,"Suzhou","-","-","-","-","-","-","-","-","-","-","-","-"]
["Transfer image to FTP server","V30087",6000044,"启用","传输影像至FTP服务器","Transfer image to FTP server",null,"海外/国内","ALL",null,2,"Suzhou","Δ","Δ","Δ","Δ","Δ","Δ","-","Δ","-","-","-","-"]
["DICOM3.0基础功能","V30359",3201201,"启用","DICOM3.0基础功能","DICOM export and storage, ",null,"海外/国内","ALL",null,2,"SuZhou","Δ","Δ","Δ","Δ","Δ","Δ","X","X","X","X","X","X"]
["DICOM3.0接口","V30360",3201203,"启用","DICOM3.0接口","DICOM printer/ worklist",null,"海外/国内","ALL",null,2,"SuZhou","Δ","Δ","Δ","Δ","Δ","Δ","-","-","-","-","-","-"]
["RF data export","V30088",6000045,"启用","RF元数据导出","RF data export",null,"海外/国内","ALL",null,2,"Suzhou","Δ","Δ","Δ","Δ","Δ","Δ","-","Δ","-","-","-","-"]
["Export 3D data for 3D printer","V30504",6000200,"启用","导出3D打印数据","Export 3D data for 3D printer",null,"海外/国内","ALL",null,2,"Suzhou","Δ","Δ","Δ","Δ","Δ","Δ","-","Δ","-","-","-","-"]
["Auto Levator Ani","V30505",6000201,"启用","3D盆底肛提肌裂孔自动测量","Auto Levator Ani",null,"海外/国内","ALL",null,2,"Suzhou","Δ","Δ","Δ","Δ","Δ","Δ","-","Δ","-","-","-","-"]
["3D Smart Face","V30506",6000202,"启用","智能胎儿面部成像","3D Smart Face",null,"海外/国内","ALL",null,2,"Suzhou","Δ","Δ","Δ","Δ","Δ","Δ","-","Δ","-","-","-","-"]
[]
["LAN","V30600",6000258,"启用","网络连接口","LAN",null,"海外/国内","ALL",null,2,"Suzhou","X","X","X","X","X","X","X","X","X","X","X","X"]
["Network storage and printing","V30601",6000259,"启用","网络存储与网络打印","Network storage and printing",null,"海外/国内","ALL",null,2,"Suzhou","X","X","X","X","X","X","-","X","X","X","X","X"]
["Support Mobile data transmission via Bluetooth and E-Mail","V30602",6000260,"启用","支持蓝牙和邮件发送数据","Support Mobile data transmission via Bluetooth and E-Mail",null,"海外/国内","ALL",null,2,"Suzhou","X","X","X","X","X","X","X","X","X","X","X","X"]
["Patient database","V30603",6000261,"启用","病人数据管理","Patient database",null,"海外/国内","ALL",null,2,"Suzhou","X","X","X","X","X","X","X","X","X","X","X","X"]
["Quick store","V30604",6000262,"启用","快速存储","Quick store",null,"海外/国内","ALL",null,2,"Suzhou","X","X","X","X","X","X","X","X","X","X","X","X"]
["Auto trace in PW","V30605",6000263,"启用","频谱自动跟踪测量","Auto trace in PW",null,"海外/国内","ALL",null,2,"SuZhou","X","X","X","X","X","X","X","X","X","X","X","X"]
["Vascular calculations","V30606",6000264,"启用","血管测量包","Vascular calculations",null,"海外/国内","ALL",null,2,"Suzhou","X","X","X","X","X","X","X","X","X","X","X","X"]
["Cardiac calculations","V30607",6000265,"启用","心脏测量包","Cardiac calculations",null,"海外/国内","ALL",null,2,"Suzhou","X","X","X","X","X","X","X","X","X","X","X","X"]
["OB calculations and tables","V30608",6000266,"启用","产科计算包及胎儿生长曲线表","OB calculations and tables",null,"海外/国内","ALL",null,2,"Suzhou","X","X","X","X","X","X","X","X","X","X","X","X"]
["Gynecological calculations","V30609",6000267,"启用","妇科计算包","Gynecological calculations",null,"海外/国内","ALL",null,2,"Suzhou","X","X","X","X","X","X","X","X","X","X","X","X"]
["Urological calculations","V30610",6000268,"启用","泌尿科计算包","Urological calculations",null,"海外/国内","ALL",null,2,"Suzhou","X","X","X","X","X","X","X","X","X","X","X","X"]
["Renal calculations","V30611",6000269,"启用","肾脏计算包","Renal calculations",null,"海外/国内","ALL",null,2,"Suzhou","X","X","X","X","X","X","X","X","X","X","X","X"]
["Volume calculations","V30612",6000270,"启用","容积计算包","Volume calculations",null,"海外/国内","ALL",null,2,"Suzhou","X","X","X","X","X","X","X","X","X","X","X","X"]
[]
["Optional peripherals"]
["抗干扰电源滤波器组件_万能插座","V30390","1000531-2","启用","抗干扰电源滤波器组件_万能插座","Power Filter",null,"海外/国内","ALL",null,1,"Suzhou","O","O","O","O","O","O","O","O","O","O","O","O"]
["抗干扰电源滤波器组件_万能插座","V30390","1000531-1","停用","抗干扰电源滤波器组件_万能插座","Power Filter",null,"海外/国内","ALL",null,1,"Suzhou","O","O","O","O","O","O","-","O","O","O","O","O"]
["绿联CM448无线网卡(USB wireless) ","V30642",3202037,"启用","便携超无线适配器","Wireless adapter for portable",null,"海外/国内","ALL",null,2,"Suzhou","O","O","O","O","O","O","O","O","O","O","O","O"]
["便携超无线适配器","V30115",3200939,"启用","便携超无线适配器","Wireless adapter for portable",null,"海外/国内","ALL",null,2,"Suzhou","O","O","O","O","O","O","O","O","O","O","O","O"]
["TL-WN725N USB无线网卡3.0","V30878","3200939-2","未发布","便携超无线适配器","Wireless adapter for portable",null,"海外/国内","ALL",null,2,"Suzhou","O","O","O","O","O","O","-","O","O","O","O","O"]
["绿联CM390蓝牙(USB bluetooth adapter) ","V30643",3202038,"启用","蓝牙适配器","Bluetooth adapter",null,"海外/国内","ALL",null,2,"Suzhou","O","O","O","O","O","O","O","O","O","O","O","O"]
["蓝牙适配器","V30082",3200606,"启用","蓝牙适配器","Bluetooth adapter",null,"海外/国内","ALL",null,2,"Suzhou","O","O","O","O","O","O","O","O","O","O","O","O"]
["VCloud interface","V30173",6000075,"启用","远程传输接口","VCloud interface",null,"海外/国内","ALL",null,2,"Suzhou","X","X","X","X","X","X","-","X","X","X","X","X"]
["VGuide","V30214",1000492,"启用","微磁引导(含磁化器+体模)","VGuide",null,"海外/国内","ALL",null,2,"Suzhou","-","-","-","-","-","-","-","-","-","-","-","-"]
["USB单踏脚踏开关","V30083",3200608,"启用","USB单踏脚踏开关","USB single button foot switch",null,"海外/国内","ALL",null,1,"Suzhou","-","-","-","-","-","-","-","-","-","-","-","-"]
["USB双踏脚踏开关","V30084",3200609,"启用","USB双踏脚踏开关","USB double button foot switch",null,"海外/国内","ALL",null,1,"Suzhou","O","O","O","O","O","O","-","O","O","O","O","O"]
["中安USB视频采集卡（US2000视频采集盒）","V30151",3200744,"停用","中安USB视频采集卡（US2000视频采集盒）","USB video acquisition card for video output",null,"海外/国内","ALL",null,1,"Suzhou","O","O","O","O","O","O","-","O","O","O","O","O"]
["DVI转HDMI视频输出线-50cm","V30424",3200788,"启用","DVI转HDMI视频输出线","DVI to HDMI cable for trolley &TOONA_50cm",null,"海外/国内","ALL",null,1,"Suzhou","-","-","-","-","-","-","-","-","-","-","-","-"]
["DVI转HDMI转接头","V30425",3201382,"启用","DVI转HDMI转接头","HDMI port adapter ",null,"海外/国内","ALL",null,1,"Suzhou","X","X","X","X","X","X","X","X","X","X","X","X"]
["外置导声胶加热器","V10047",9000077,"启用","外置导声胶加热器","External sound guide glue heater",null,"海外/国内","ALL",null,1,"Suzhou","O","O","O","O","O","O","O","O","O","O","O","O"]
["USB 外置声卡 海备思HAGIBIS","V30341",3200691,"启用","USB 外置声卡 ","USB audio adapter",null,"国内","CN",null,1,"Suzhou","Δ","Δ","Δ","Δ","Δ","Δ","Δ","Δ","Δ","Δ","Δ","Δ"]
["UP-X898MD BW printer","V30024",3200783,"启用","SONY打印机UP-X898MD","UP-X898MD BW printer",null,"海外/国内","ALL",null,1,"Suzhou","-","-","-","-","-","-","-","-","-","-","-","-"]
["UP-X898MD打印机套件","V30702","2000401","启用","UP-X898MD打印机套件","UP-X898MD BW printer",null,"海外/国内","ALL",null,1,"SuZhou","O","O","O","O","O","O","O","O","O","O","O","O"]
["UP-D25MD color printer","V30025",3200153,"启用","UP-D25MD数字彩色图像打印机","UP-D25MD color printer",null,"海外/国内","ALL",null,1,"Suzhou","O","O","O","O","O","O","O","O","O","O","O","O"]
["USB刻录机便携机系列","V30180",3200725,"启用","USB刻录机便携机系列","USB DVDRW （portable）",null,"海外/国内","ALL",null,1,"Suzhou","O","O","O","O","O","O","-","O","O","O","O","O"]
["Toona 键盘防水膜","V30421",3001809,"启用","键盘防水膜"," Keyboard waterproofing membrane(Minimum package quantity 10pcs,10pcs/Bag)",null,"海外/国内","ALL",null,1,"Suzhou","O","O","O","O","O","O","O","O","O","O","O","O"]
["A系列小键盘夜光保护膜","V30791",3003952,"启用","A系列小键盘夜光保护膜","A series Keyboard Protective Film (Minimum order quantity 10pcs,1pcs/1package)",null,"海外/国内","ALL",null,1,"Suzhou","O","O","O","O","O","O","O","O","O","O","O","O"]
["A cart","V30539",9000718,"启用","简易台车 ","A cart",null,"国内","ALL",null,1,"Suzhou","O","O","O","O","O","O","O","O","O","O","O","O"]
["CART USB HUB组件","V30158",1000366,"启用","台车 USB 转接口","Cart USB hub",null,"海外/国内","ALL",null,1,"Suzhou","O","O","O","O","O","O","O","O","O","O","O","O"]
["定制拉杆箱组件","V30551",1001024,"启用","便携式拉杆箱","Travelling case",null,"海外/国内","ALL",null,1,"Suzhou","O","O","O","O","O","O","O","O","O","O","O","O"]
["TOONA独立包装电池","V30148",1000349,"启用","独立包装电池","Battery Pack with separated package",null,"海外/国内","ALL",null,1,"Suzhou","O","O","O","O","O","O","O","O","O","O","O","O"]
[]
["*Optional peripherals(Preassemble in Factory)"]
["2TSSD硬盘(DES25-02TDK1KCFYN)","V30726","3202223","启用","2TSSD硬盘(DES25-02TDK1KCFYN)","SSD (2T)",null,"海外/国内","ALL",null,1,"Suzhou","O","O","O","O","O","O","O","O","O","O","O","O"]
["宜鼎SSD（500G DES25-C12DK1GCFYN)","V30840",3202084,"停用","SSD硬盘（500G)","SSD（500G)",null,"海外/国内","ALL",null,1,"Suzhou","O","O","O","O","O","O","O","O","O","O","O","O"]
["宜鼎SSD（1T DES25-01TDK1GCFYN)","V30841",3202105,"停用","SSD硬盘（1T)","SSD（1T)",null,"海外/国内","ALL",null,1,"Suzhou","O","O","O","O","O","O","O","O","O","O","O","O"]
["威刚SSD","V30870",3202897,"启用","SSD硬盘（500G)","SSD（500G)",null,"海外/国内","ALL",null,1,"Suzhou","O","O","O","O","O","O","-","O","O","O","O","O"]
["威刚SSD","V30871",3202898,"启用","SSD硬盘（1T)","SSD（1T)",null,"海外/国内","ALL",null,1,"Suzhou","O","O","O","O","O","O","-","O","O","O","O","O"]
["心电图(TOONA series)_IEC","V30528","1000360-2","启用","ECG心电图欧标","ECG_IEC",null,"海外/国内","ALL",null,2,"Suzhou","O","O","O","O","O","O","-","O","-","-","-","-"]
["T-CWD套件：需要在工厂内安装","V30302",2000133,"启用","CWD连续多普勒","CWD",null,"海外/国内","ALL",null,2,"Suzhou","O","O","O","O","O","O","-","O","-","-","-","-"]
[]
["Probes"]
["A1-4P","V20042",1000594,"启用","A1-4P探头","A1-4P",null,"海外/国内","ALL",null,1,"Suzhou","X","X","X","X","X","X","X","X","X","X","X","X"]
["A2-5C","V20040",1000590,"启用","A2-5C探头","A2-5C",null,"海外/国内","ALL",null,1,"Suzhou","X","X","X","X","X","X","X","X","X","X","X","X"]
["A4-12L","V20041",1000592,"启用","A4-12L探头","A4-12L",null,"海外/国内","ALL",null,1,"Suzhou","X","X","X","X","X","X","X","X","X","X","X","X"]
["A4-9E","V20043",1000596,"停用","A4-9E探头","A4-9E",null,"海外/国内","ALL",null,1,"Suzhou","X","X","X","X","X","X","-","X","X","X","X","X"]
["A4-9EV","V20067",1000990,"启用","A4-9E探头","A4-9E",null,"海外/国内","ALL",null,1,"Suzhou","X","X","X","X","X","X","X","X","X","X","X","X"]
["A3-6D","V20044",1000598,"启用","A3-6D探头","A3-6D",null,"海外/国内","ALL",null,1,"Suzhou","X","X","X","X","X","X","-","X","X","X","X","X"]
["A3-10P兽超","V20046",1000654,"启用","A3-10P探头","A3-10P",null,"海外/国内","ALL",null,1,"Suzhou","-","-","-","-","-","-","-","-","-","-","-","-"]
["A4-12LV兽超","V20047",1000656,"启用","A4-12LV探头","A4-12LV",null,"海外/国内","ALL",null,1,"Suzhou","-","-","-","-","-","-","-","-","-","-","-","-"]
["A3-8M兽用","V20051",1000856,"启用","A3-8M探头","A3-8M",null,"海外/国内","ALL",null,1,"Suzhou","-","-","-","-","-","-","-","-","-","-","-","-"]
[]
["Biopsy guide"]
["Biopsy guide F4-12L","V30142",3100130,"启用","穿刺架 F4-12L","Biopsy guide F4-12L",null,"海外/国内","ALL",null,1,"Suzhou","X","X","X","X","X","X","X","X","X","X","X","X"]
["Biopsy guide G1-4P","V30119",3100095,"启用","穿刺架G1-4P","Biopsy guide G1-4P",null,"海外/国内","ALL",null,1,"Suzhou","X","X","X","X","X","X","X","X","X","X","X","X"]
["Biopsy guide F4-9E","V30205",3100188,"启用","穿刺架 F4-9E","Biopsy guide F4-9E",null,"海外/国内","ALL",null,1,"Suzhou","-","-","-","-","-","-","-","-","-","-","-","-"]
["Biopsy guide F2-5C","V30141",3100096,"启用","穿刺架 F2-5C","Biopsy guide F2-5C",null,"海外/国内","ALL",null,1,"Suzhou","X","X","X","X","X","X","X","X","X","X","X","X"]
["Biopsy guide X4-9E","V30522",3100384,"启用","穿刺架 X4-9E","Biopsy guide X4-9E",null,"海外/国内","ALL",null,1,"Suzhou","X","X","X","X","X","X","X","X","X","X","X","X"]

{"sheet":"海外A系列超声配置","index":8,"n_rows":245,"n_cols":38,"rows_kept":245,"cut":false,"hidden":false,"merged":[]}
["EquipmentName",{"$nulls":11},"便携式数字化彩色超声诊断仪","便携式数字化彩色超声诊断仪","便携式数字化彩色超声诊断仪","便携式数字化彩色超声诊断仪","便携式数字化彩色超声诊断仪","便携式数字化彩色超声诊断仪","便携式数字化彩色超声诊断仪","便携式数字化彩色超声诊断仪","便携式数字化彩色超声诊断仪","便携式数字化彩色超声诊断仪","便携式数字化彩色超声诊断仪","便携式数字化彩色超声诊断仪","便携式数字化彩色超声诊断仪","便携式数字化彩色超声诊断仪","便携式数字化彩色超声诊断仪","便携式数字化彩色超声诊断仪","便携式数字化彩色超声诊断仪","便携式数字化彩色超声诊断仪","便携式数字化彩色超声诊断仪","便携式数字化彩色超声诊断仪","便携式数字化彩色超声诊断仪","便携式数字化彩色超声诊断仪","便携式数字化彩色超声诊断仪","便携式数字化彩色超声诊断仪","便携式数字化彩色超声诊断仪","便携式数字化彩色超声诊断仪"]
["ProductType",{"$nulls":11},"便携","便携","便携","便携","便携","便携","便携","便携","便携","便携","便携","便携","便携","便携","便携","便携","便携","便携","便携","便携","便携","便携","便携","便携","便携","便携"]
["RegionTypes",{"$nulls":11},"海外/国内","海外/国内","海外/国内","海外/国内","海外/国内","海外/国内","海外/国内","海外/国内","海外/国内","海外/国内","海外/国内","海外/国内","海外","海外","海外","海外","海外","海外","海外","海外","海外","海外","海外","海外","海外","海外"]
["ApplicableCountries",{"$nulls":11},"ALL","ALL","ALL","ALL","ALL","ALL","ALL","ALL","ALL","ALL","ALL","ALL","BR","BR","BR","BR","BR","BR","BR","BR","BR","BR","BR","BR","ID","ID"]
["InapplicableCountries"]
["Status",{"$nulls":11},"启动","未发布","未发布","启动","未发布","未发布","启用","未发布","未发布","未发布","未发布","未发布","启用","未发布","未发布","启用","未发布","未发布","启用","未发布","未发布","未发布","未发布","未发布","启用","启用"]
["City",{"$nulls":11},"SuZhou","SuZhou","SuZhou","SuZhou","SuZhou","SuZhou","SuZhou","SuZhou","SuZhou","SuZhou","SuZhou","SuZhou","SuZhou","SuZhou","SuZhou","SuZhou","SuZhou","SuZhou","SuZhou","SuZhou","SuZhou","SuZhou","SuZhou","SuZhou","SuZhou","SuZhou"]
["isBareMachine",{"$nulls":11},"否","否","否","否","否","否","否","否","否","否","否","否","否","否","否","否","否","否","否","否","否","否","否","否","否","否"]
["mapperIpn"]
["Name","VCode","IPN","Status","ChineseDescription","EnglishDescription","Remark","RegionType","ApplicableCountries","InapplicableCountries","ChinaCategory","shipAddress","A6","A6e","A6p","A5","A5e","A5p","A3","A3p","A2","A2p","A1","A1p","A6 BRA","A6e BRA","A6p BRA","A5 BRA","A5e BRA","A5p BRA","A3 BRA","A3p BRA","A2 BRA","A2p BRA","A1 BRA","A1p BRA","E5","SKD_OEM-A5"]
["Main Unit"]
["VINNO A6 system EU主机","V10217","9000309","启用","VINNO A6 ","VINNO A6 Main Unit",null,"海外","ALL",null,1,"Suzhou","X","-","-","-","-","-","-","-","-","-","-","-","-","-","-","-","-","-","-","-","-","-","-","-","-","-"]
["VINNO A6 system DE主机","V10256",9000401,"启用","VINNO A6","VINNO A6 Main Unit_DE",null,"海外","ALL",null,1,"Suzhou","X","-","-","-","-","-","-","-","-","-","-","-","-","-","-","-","-","-","-","-","-","-","-","-","-","-"]
["VINNO A6e system EU主机","V10218","9000329","未发布","VINNO A6e ","VINNO A6e Main Unit",null,"海外","ALL",null,1,"Suzhou","-","X","-","-","-","-","-","-","-","-","-","-","-","-","-","-","-","-","-","-","-","-","-","-","-","-"]
["VINNO A6p system EU主机","V10219","9000331","未发布","VINNO A6p ","VINNO A6p Main Unit",null,"海外","ALL",null,1,"Suzhou","-","-","X","-","-","-","-","-","-","-","-","-","-","-","-","-","-","-","-","-","-","-","-","-","-","-"]
["VINNO A5 system EU主机","V10220","9000333","启用","VINNO A5 ","VINNO A5 Main Unit",null,"海外","ALL",null,1,"Suzhou","-","-","-","X","-","-","-","-","-","-","-","-","-","-","-","-","-","-","-","-","-","-","-","-","-","-"]
["VINNO A5 system DE主机","V10255",9000400,"启用","VINNO A5","VINNO A5 Main Unit_DE",null,"海外","ALL",null,1,"Suzhou","-","-","-","X","-","-","-","-","-","-","-","-","-","-","-","-","-","-","-","-","-","-","-","-","-","-"]
["VINNO A5e system EU主机","V10221","9000335","未发布","VINNO A5e ","VINNO A5e Main Unit",null,"海外","ALL",null,1,"Suzhou","-","-","-","-","X","-","-","-","-","-","-","-","-","-","-","-","-","-","-","-","-","-","-","-","-","-"]
["VINNO A5p system EU主机","V10222","9000337","未发布","VINNO A5p ","VINNO A5p Main Unit",null,"海外","ALL",null,1,"Suzhou","-","-","-","-","-","X","-","-","-","-","-","-","-","-","-","-","-","-","-","-","-","-","-","-","-","-"]
["VINNO A3 system EU主机","V10223",9000339,"停用","VINNO A3 ","VINNO A3 Main Unit",null,"海外","ALL",null,1,"Suzhou","-","-","-","-","-","-","X","-","-","-","-","-","-","-","-","-","-","-","-","-","-","-","-","-","-","-"]
["VINNO A3 无-Svideo EU主机","V10863",9001017,"启用","VINNO A3 ","VINNO A3 Main Unit",null,"海外","ALL",null,1,"Suzhou",{"$nulls":6},"X"]
["VINNO A3p system EU主机","V10224","9000341","未发布","VINNO A3p ","VINNO A3p Main Unit",null,"海外","ALL",null,1,"Suzhou","-","-","-","-","-","-","-","X","-","-","-","-","-","-","-","-","-","-","-","-","-","-","-","-","-","-"]
["VINNO A2 system EU主机  ","V10523",9000343,"未发布","VINNO A2 ","VINNO A2 Main Unit  ",null,"海外","ALL",null,1,"Suzhou","-","-","-","-","-","-","-","-","X","-","-","-","-","-","-","-","-","-","-","-","-","-","-","-","-","-"]
["VINNO A2p system EU主机   ","V10525",9000345,"未发布","VINNO A2p  ","VINNO A2p Main Unit",null,"海外","ALL",null,1,"Suzhou","-","-","-","-","-","-","-","-","-","X","-","-","-","-","-","-","-","-","-","-","-","-","-","-","-","-"]
["VINNO A1 system EU主机  ","V10527",9000347,"未发布","VINNO A1 ","VINNO A1 Main Unit ",null,"海外","ALL",null,1,"Suzhou","-","-","-","-","-","-","-","-","-","-","X","-","-","-","-","-","-","-","-","-","-","-","-","-","-","-"]
["VINNO A1p system EU主机   ","V10529",9000349,"未发布","VINNO A1p  ","VINNO A1p Main Unit   ",null,"海外","ALL",null,1,"Suzhou","-","-","-","-","-","-","-","-","-","-","-","X","-","-","-","-","-","-","-","-","-","-","-","-","-","-"]
[]
["OEM-E5主机套件","V40051",2000325,"启用","VINNO E5 ","OEM-E5 Main Unit",null,"海外","ID",null,1,"Suzhou","-","-","-","-","-","-","-","-","-","-","-","-","-","-","-","-","-","-","-","-","-","-","-","-","X","-"]
["SKD_OEM-A5主机套件","V40057",2000405,"停用","SKD_OEM-A5主机套件","SKD_OEM-A5 Main Unit",null,"海外","ID",null,1,"Suzhou","-","-","-","-","-","-","-","-","-","-","-","-","-","-","-","-","-","-","-","-","-","-","-","-","-","X"]
["OEM-SKD A5主机套件","V40060",2000425,"启用","OEM-SKD A5主机套件","OEM-SKD A5 Main Unit",null,"海外","ID",null,1,"Suzhou",{"$nulls":25},"X"]
[]
["VINNO A6 BRA system 主机","V10321",9000525,"启用","VINNO A6 BRA","VINNO A6 BRA Main Unit",null,"海外","BR",null,1,"Suzhou","-","-","-","-","-","-","-","-","-","-","-","-","X","-","-","-","-","-","-","-","-","-","-","-","-","-"]
["VINNO A6e BRA system 主机","V10322",9000526,"未发布","VINNO A6e BRA","VINNO A6e BRA Main Unit",null,"海外","BR",null,1,"Suzhou","-","-","-","-","-","-","-","-","-","-","-","-","-","X","-","-","-","-","-","-","-","-","-","-","-","-"]
["VINNO A6p BRA system 主机","V10323",9000527,"未发布","VINNO A6p BRA","VINNO A6p BRA Main Unit",null,"海外","BR",null,1,"Suzhou","-","-","-","-","-","-","-","-","-","-","-","-","-","-","X","-","-","-","-","-","-","-","-","-","-","-"]
["VINNO A5 BRA system 主机","V10324",9000528,"启用","VINNO A5 BRA","VINNO A5 BRA Main Unit",null,"海外","BR",null,1,"Suzhou","-","-","-","-","-","-","-","-","-","-","-","-","-","-","-","X","-","-","-","-","-","-","-","-","-","-"]
["VINNO A5e BRA system 主机","V10325",9000529,"未发布","VINNO A5e BRA","VINNO A5e BRA Main Unit",null,"海外","BR",null,1,"Suzhou","-","-","-","-","-","-","-","-","-","-","-","-","-","-","-","-","X","-","-","-","-","-","-","-","-","-"]
["VINNO A5p BRA system 主机","V10326",9000530,"未发布","VINNO A5p BRA","VINNO A5p BRA Main Unit",null,"海外","BR",null,1,"Suzhou","-","-","-","-","-","-","-","-","-","-","-","-","-","-","-","-","-","X","-","-","-","-","-","-","-","-"]
["VINNO A3 BRA system 主机","V10327",9000531,"停用","VINNO A3 BRA","VINNO A3 BRA Main Unit",null,"海外","BR",null,1,"Suzhou","-","-","-","-","-","-","-","-","-","-","-","-","-","-","-","-","-","-","X","-","-","-","-","-","-","-"]
["VINNO A3 无-Svideo 巴西版主机","V10864\n",9001018,"启用","VINNO A3 BRA","VINNO A3 BRA Main Unit",null,"海外","BR",null,1,"Suzhou","-","-","-","-","-","-","-","-","-","-","-","-","-","-","-","-","-","-","X","-","-","-","-","-","-","-"]
["VINNO A3p BRA system 主机","V10328",9000532,"未发布","VINNO A3p BRA","VINNO A3p BRA Main Unit",null,"海外","BR",null,1,"Suzhou","-","-","-","-","-","-","-","-","-","-","-","-","-","-","-","-","-","-","-","X","-","-","-","-","-","-"]
["VINNO A2 BRA system 主机","V10329",9000533,"未发布","VINNO A2 BRA","VINNO A2 BRA Main Unit",null,"海外","BR",null,1,"Suzhou","-","-","-","-","-","-","-","-","-","-","-","-","-","-","-","-","-","-","-","-","X","-","-","-","-","-"]
["VINNO A2p BRA system 主机","V10330",9000534,"未发布","VINNO A2p BRA","VINNO A2p BRA Main Unit",null,"海外","BR",null,1,"Suzhou","-","-","-","-","-","-","-","-","-","-","-","-","-","-","-","-","-","-","-","-","-","X","-","-","-","-"]
["VINNO A1 BRA system 主机","V10331",9000535,"未发布","VINNO A1 BRA","VINNO A1 BRA Main Unit",null,"海外","BR",null,1,"Suzhou","-","-","-","-","-","-","-","-","-","-","-","-","-","-","-","-","-","-","-","-","-","-","X","-","-","-"]
["VINNO A1p BRA system 主机","V10332",9000536,"未发布","VINNO A1p BRA","VINNO A1p BRA Main Unit",null,"海外","BR",null,1,"Suzhou","-","-","-","-","-","-","-","-","-","-","-","-","-","-","-","-","-","-","-","-","-","-","-","X","-","-"]
[]
["Power cable(select one)"]
["国标交流电源线","V30001",3200038,"启用","国标交流电源线","AC Power Cord CHN",null,"国内","ALL",null,1,"Suzhou","-","-","-","-","-","-","-","-","-","-","-","-","-","-","-","-","-","-","-","-","-","-","-","-","-","-"]
["欧标交流电源线","V30002",3200238,"启用","欧标交流电源线","AC Power Cord EU",null,"海外","ALL",null,1,"Suzhou","X","X","X","X","X","X","X","X","X","X","X","X","X","X","X","X","X","X","X","X","X","X","X","X","X","X"]
["印度小南非插头交流电源线","V30003",3200243,"启用","印度小南非插头交流电源线","AC Power Cord IND",null,"海外","ALL",null,1,"Suzhou","O","O","O","O","O","O","O","O","O","O","O","O","-","-","-","-","-","-","-","-","-","-","-","-","O","O"]
["大南非插头交流电源线","V30004",3200239,"启用","大南非插头交流电源线","AC Power Cord RSA",null,"海外","ALL",null,1,"Suzhou","O","O","O","O","O","O","O","O","O","O","O","O","-","-","-","-","-","-","-","-","-","-","-","-","O","O"]
["英标交流电源线","V30005",3200241,"启用","英标交流电源线","AC Power Cord UK",null,"海外","ALL",null,1,"Suzhou","O","O","O","O","O","O","O","O","O","O","O","O","-","-","-","-","-","-","-","-","-","-","-","-","O","O"]
["巴西交流电源线","V30006",3200240,"启用","巴西交流电源线","AC Power Cord BRA",null,"海外","ALL",null,1,"Suzhou","O","O","O","O","O","O","O","O","O","O","O","O","O","O","O","O","O","O","O","O","O","O","O","O","O","O"]
["丹麦交流电源线","V30202",3200242,"启用","丹麦交流电源线","AC Power Cord DMK",null,"海外","ALL",null,1,"Suzhou","O","O","O","O","O","O","O","O","O","O","O","O","-","-","-","-","-","-","-","-","-","-","-","-","O","O"]
["阿根廷交流电源线","V30204",3200810,"启用","阿根廷交流电源线","AC Power Cord ARG",null,"海外","ALL",null,1,"Suzhou","O","O","O","O","O","O","O","O","O","O","O","O","-","-","-","-","-","-","-","-","-","-","-","-","O","O"]
["澳大利亚交流线","V30203",3200803,"启用","澳大利亚交流线","AC Power Cord AUS",null,"海外","ALL",null,1,"Suzhou","O","O","O","O","O","O","O","O","O","O","O","O","-","-","-","-","-","-","-","-","-","-","-","-","O","O"]
["美标交流电源线（用于美国和加拿大）","V30117",3200553,"启用","美标交流电源线（用于美国和加拿大）","AC Power Cord USA",null,"海外","US/CA",null,1,"Suzhou","O","O","O","O","O","O","O","O","O","O","O","O"]
["美标交流电源线（美国和加拿大不用）","V30401",3201254,"启用","美标交流电源线（美国和加拿大不用）","AC Power Cord USA",null,"海外","ALL",null,1,"Suzhou","O","O","O","O","O","O","O","O","O","O","O","O","-","-","-","-","-","-","-","-","-","-","-","-","O","O"]
[]
["User Manual(select one)"]
["VINNO A6_A5_A3 基本用户手册_英文版","V30338",8000321,"启用","VINNO A6_A5_A3 基本用户手册_英文版","VINNO A6_A5_A3 Basic User Manual_EN",null,"海外","ALL",null,1,"Suzhou","X","X","X","X","X","X","X","X","-","-","-","-","X","X","X","X","X","X","X","X","-","-","-","-","-","-"]
["VINNO A6_A5_A3 基本用户手册_德语版","V30402",8000383,"启用","VINNO A6_A5_A3 基本用户手册_德语版","VINNO A6_A5_A3 Basic User Manual_DE ",null,"海外","ALL",null,1,"Suzhou","O","O","O","O","O","O","O","O","-","-","-","-","-","-","-","-","-","-","-","-","-","-","-","-","-","-"]
["VINNO A6_A5_A3 基本用户手册_法语版","V30404",8000385,"启用","VINNO A6_A5_A3 基本用户手册_法语版","VINNO A6_A5_A3 Basic User Manual_FR ",null,"海外","ALL",null,1,"Suzhou","O","O","O","O","O","O","O","O","-","-","-","-","-","-","-","-","-","-","-","-","-","-","-","-","-","-"]
["VINNO A6_A5_A3 基本用户手册_西班牙语","V30406",8000387,"启用","VINNO A6_A5_A3 基本用户手册_西班牙语","VINNO A6_A5_A3 Basic User Manual_ES",null,"海外","ALL",null,1,"Suzhou","O","O","O","O","O","O","O","O","-","-","-","-","-","-","-","-","-","-","-","-","-","-","-","-","-","-"]
["VINNO A6_A5_A3 基本用户手册_意大利语 ","V30408",8000389,"启用","VINNO A6_A5_A3 基本用户手册_意大利语 ","VINNO A6_A5_A3 Basic User Manual_IT ",null,"海外","ALL",null,1,"Suzhou","O","O","O","O","O","O","O","O","-","-","-","-","-","-","-","-","-","-","-","-","-","-","-","-","-","-"]
["VINNO A6_A5_A3 基本用户手册_巴西葡萄牙语 ","V30410",8000391,"停用","VINNO A6_A5_A3 基本用户手册_巴西葡萄牙语 ","VINNO A6_A5_A3 Basic User Manual_pt-BR ",null,"海外","ALL",null,1,"Suzhou","O","O","O","O","O","O","O","O","-","-","-","-","O","O","O","O","O","O","O","O","-","-","-","-","-","-"]
["VINNO A6_A5_A3 基本用户手册_巴西葡萄牙语 ","V30783",8000480,"启用","VINNO A6_A5_A3 基本用户手册_巴西葡萄牙语 ","VINNO A6_A5_A3 Basic User Manual_pt-BR ",null,"海外","ALL",null,1,"Suzhou","O","O","O","O","O","O","O","O","-","-","-","-","O","O","O","O","O","O","O","O","-","-","-","-","-","-"]
["VINNO A6_A5_A3 基本用户手册_俄语","V30656",8000513,"启用","VINNO A6_A5_A3 基本用户手册_俄语","VINNO A6_A5_A3 Basic User Manual_RU ",null,"海外","ALL",null,1,"Suzhou","O","O","O","O","O","O","O","O","-","-","-","-","-","-","-","-","-","-","-","-","-","-","-","-","-","-"]
["VINNO A2_A1 基本用户手册_英文版","V30389",8000363,"启用","VINNO A2_A1 基本用户手册_英文版","VINNO A2_A1 Basic User Manual_EN",null,"海外","ALL",null,1,"Suzhou","-","-","-","-","-","-","-","-","X","X","X","X","-","-","-","-","-","-","-","-","X","X","X","X","-","-"]
["VINNO A2_A1 基本用户手册_德语版","V30403",8000384,"启用","VINNO A2_A1 基本用户手册_德语版","VINNO A2_A1 Basic User Manual_DE ",null,"海外","ALL",null,1,"Suzhou","-","-","-","-","-","-","-","-","O","O","O","O","-","-","-","-","-","-","-","-","-","-","-","-","-","-"]
["VINNO A2_A1 基本用户手册_法语版 ","V30405",8000386,"启用","VINNO A2_A1 基本用户手册_法语版 ","VINNO A2_A1 Basic User Manual_FR ",null,"海外","ALL",null,1,"Suzhou","-","-","-","-","-","-","-","-","O","O","O","O","-","-","-","-","-","-","-","-","-","-","-","-","-","-"]
["VINNO A2_A1 基本用户手册_西班牙语","V30407",8000388,"启用","VINNO A2_A1 基本用户手册_西班牙语","VINNO A2_A1 Basic User Manual_ES ",null,"海外","ALL",null,1,"Suzhou","-","-","-","-","-","-","-","-","O","O","O","O","-","-","-","-","-","-","-","-","-","-","-","-","-","-"]
["VINNO A2_A1 基本用户手册_意大利语 ","V30409",8000390,"启用","VINNO A2_A1 基本用户手册_意大利语 ","VINNO A2_A1 Basic User Manual_IT ",null,"海外","ALL",null,1,"Suzhou","-","-","-","-","-","-","-","-","O","O","O","O","-","-","-","-","-","-","-","-","-","-","-","-","-","-"]
["VINNO A2_A1 基本用户手册_巴西葡萄牙语 ","V30411",8000392,"启用","VINNO A2_A1 基本用户手册_巴西葡萄牙语 ","VINNO A2_A1 Basic User Manual_pt-BR ",null,"海外","ALL",null,1,"Suzhou","-","-","-","-","-","-","-","-","O","O","O","O","-","-","-","-","-","-","-","-","O","O","O","O","-","-"]
[{"$nulls":37},"-"]
[{"$nulls":37},"-"]
["Optional Features"]
["VSpeckle I","V30598",6000257,"停用","I型组织斑点噪声抑制技术","VSpeckle I",null,"海外/国内","ALL",null,2,"Suzhou","X","X","X","X","X","X","X","X","X","X","X","X","X","X","X","X","X","X","X","X","X","X","X","X","X","X"]
["VSpeckle ","V30209",6000087,"启用","组织斑点噪声抑制","VSpeckle ",null,"海外/国内","ALL",null,2,"Suzhou","X","X","X","X","X","X","X","X","X","X","X","X","X","X","X","X","X","X","X","X","X","X","X","X","X","X"]
["VFusion","V30583",6000241,"启用","复合超声成像","VFusion",null,"海外/国内","ALL",null,2,"Suzhou","X","X","X","X","X","X","X","X","X","X","X","X","X","X","X","X","X","X","X","X","X","X","X","X","X","X"]
["Auto optimization","V30584",6000242,"启用","自动优化功能","Auto optimization",null,"海外/国内","ALL",null,2,"Suzhou","X","X","X","X","X","X","X","X","X","X","X","X","X","X","X","X","X","X","X","X","X","X","X","X","X","X"]
["PWD","V30586",6000244,"启用","脉冲多普勒","PWD",null,"海外/国内","ALL",null,2,"Suzhou","X","X","X","X","X","X","X","X","X","X","X","X","X","X","X","X","X","X","X","X","X","X","X","X","X","X"]
["Readzoom","V30590",6000248,"启用","局部放大","Readzoom",null,"海外/国内","ALL",null,2,"Suzhou","X","X","X","X","X","X","X","X","X","X","X","X","X","X","X","X","X","X","X","X","X","X","X","X","X","X"]
["CFI function","V30591",6000249,"启用","彩色多普勒","CFI function",null,"海外/国内","ALL",null,2,"Suzhou","X","X","X","X","X","X","X","X","X","X","X","X","X","X","X","X","X","X","X","X","X","X","X","X","X","X"]
["PDI function","V30592",6000250,"启用","能量多普勒","PDI function",null,"海外/国内","ALL",null,2,"Suzhou","X","X","X","X","X","X","X","X","X","X","X","X","X","X","X","X","X","X","X","X","X","X","X","X","X","X"]
["CF Velocity Profile","V30593",6000251,"启用","血流速度分布图","CF Velocity Profile",null,"海外/国内","ALL",null,2,"Suzhou","X","X","X","X","X","X","-","X","X","X","X","X","X","X","X","X","X","X","-","X","X","X","X","X","X","X"]
["advanced CFI","V30594",6000252,"启用","高灵敏度彩色多普勒","advanced CFI",null,"海外/国内","ALL",null,2,"Suzhou","-","-","-","-","-","-","-","-","-","-","-","-","-","-","-","-","-","-","-","-","-","-","-","-","-","-"]
["B/Color steer","V30595",6000253,"启用","灰阶与彩色独立偏转","B/Color steer",null,"海外/国内","ALL",null,2,"Suzhou","X","X","X","X","X","X","X","X","X","X","X","X","X","X","X","X","X","X","X","X","X","X","X","X","X","X"]
["Image Clipboard","V30597",6000255,"启用","图像剪贴板功能","Image Clipboard",null,"海外/国内","ALL",null,2,"Suzhou","X","X","X","X","X","X","X","X","X","X","X","X","X","X","X","X","X","X","X","X","X","X","X","X","X","X"]
["VTissue","V30041",3200487,"启用","组织速度特征成像","VTissue",null,"海外/国内","ALL",null,2,"Suzhou","X","-","-","X","-","-","-","-","-","-","-","-","X","-","-","X","-","-","-","-","-","-","-","-","X","X"]
["Easy Compare","V30063",6000028,"启用","记忆追踪对比技术","Easy Compare",null,"海外/国内","ALL",null,2,"Suzhou","X","X","X","X","X","X","X","X","X","X","X","X","X","X","X","X","X","X","X","X","X","X","X","X","X","X"]
["Duplex/Triplex 2D/Color/PW","V30081",6000035,"启用","二同步/三同步图像显示","Duplex/Triplex 2D/Color/PW",null,"海外/国内","ALL",null,2,"Suzhou","X","X","X","X","X","X","-","-","-","-","-","-","-","-","-","-","-","-","-","X","-","-","-","-","X","X"]
["CWD","V30051",6000016,"启用","连续多普勒","CWD",null,"海外/国内","ALL",null,2,"Suzhou","-","-","-","-","-","-","-","-","-","-","-","-","-","-","-","-","-","-","-","-","-","-","-","-","-","-"]
["FULL screen","V30310",6000143,"启用","全屏显示","FULL screen",null,"海外/国内","ALL",null,2,"Suzhou","X","X","X","X","X","X","X","X","X","X","X","X","X","X","X","X","X","X","X","X","X","X","X","X","X","X"]
["B+CF simultaneously ","V30064",6000029,"启用","灰阶与彩色双幅显示","B+CF simultaneously ",null,"海外/国内","ALL",null,2,"Suzhou","X","X","X","X","X","X","X","X","-","-","-","-","X","X","X","X","X","X","X","X","-","-","-","-","X","X"]
["TView ","V30052",6000017,"启用","梯形成像","TView ",null,"海外/国内","ALL",null,2,"Suzhou","X","X","X","X","X","X","X","X","X","X","X","X","X","X","X","X","X","X","X","X","X","X","X","X","X","X"]
["Pview","V30031",3200470,"启用","宽景成像","Pview",null,"海外/国内","ALL",null,2,"Suzhou","O","O","O","O","O","O","-","O","O","O","O","O","O","O","O","O","O","O","-","O","O","O","O","O","O","O"]
["MAM (multi angle M mode)","V30021",6000008,"启用","全方位M型","MAM (multi angle M mode)",null,"海外/国内","ALL",null,2,"Suzhou","O","O","O","O","O","O","-","O","-","-","-","-","O","O","O","O","O","O","-","O","-","-","-","-","O","O"]
["Curve M Mode","V30596",6000254,"启用","曲线解剖M型","Curve M Mode",null,"海外/国内","ALL",null,2,"Suzhou","X","X","X","X","X","X","-","-","-","-","-","-","X","X","X","X","X","X","-","-","-","-","-","-","X","X"]
["Color M mode","V30061",6000026,"启用","彩色M型","Color M mode",null,"海外/国内","ALL",null,2,"Suzhou","Δ","Δ","Δ","Δ","Δ","Δ","-","Δ","-","-","-","-","Δ","Δ","Δ","Δ","Δ","Δ","-","Δ","-","-","-","-","Δ","Δ"]
["Tissue Doppler (TD)","V30065",6000030,"启用","组织多普勒","Tissue Doppler (TD)",null,"海外/国内","ALL",null,2,"Suzhou","O","O","O","O","O","O","X","O","-","-","-","-","O","O","O","O","O","O","X","O","-","-","-","-","O","O"]
["Tissue Velocity Imaging (TVI)","V30036",3200475,"启用","组织速度成像","Tissue Velocity Imaging (TVI)",null,"海外/国内","ALL",null,2,"Suzhou","Δ","Δ","Δ","Δ","Δ","Δ","-","Δ","-","-","-","-","Δ","Δ","Δ","Δ","Δ","Δ","-","Δ","-","-","-","-","Δ","Δ"]
["Tissue Velocity M-mode (TVM)","V30039",3200483,"启用","组织速度M型","Tissue Velocity M-mode (TVM)",null,"海外/国内","ALL",null,2,"Suzhou","Δ","Δ","Δ","Δ","Δ","Δ","-","Δ","-","-","-","-","Δ","Δ","Δ","Δ","Δ","Δ","-","Δ","-","-","-","-","Δ","Δ"]
["Tissue Power Imaging (TPI)","V30170",6000069,"启用","组织多普勒能量图","Tissue Power Imaging (TPI)",null,"海外/国内","ALL",null,2,"Suzhou","Δ","Δ","Δ","Δ","Δ","Δ","-","Δ","-","-","-","-","Δ","Δ","Δ","Δ","Δ","Δ","-","Δ","-","-","-","-","Δ","Δ"]
["Auto IMT","V30033",3200472,"启用","颈动脉内中膜自动测量","Auto IMT",null,"海外/国内","ALL",null,2,"Suzhou","O","O","O","O","O","O","-","O","O","O","O","O","O","O","O","O","O","O","-","O","O","O","O","O","O","O"]
["Auto EF","V30149",6000062,"启用","左心室射血分数自动测量包","Auto EF",null,"海外/国内","ALL",null,2,"Suzhou","O","O","O","O","O","O","-","O","O","O","O","O","O","O","O","O","O","O","-","O","O","O","O","O","O","O"]
["Auto OB","V30171",6000070,"启用","产科自动测量","Auto OB",null,"海外/国内","ALL",null,2,"Suzhou","X","X","X","X","X","X","-","X","X","X","X","X","X","X","X","X","X","X","-","X","X","X","X","X","X","X"]
["Auto Bladder","V30172",6000071,"启用","膀胱自动测量","Auto Bladder",null,"海外/国内","ALL",null,2,"Suzhou","X","X","X","X","X","X","-","X","X","X","X","X","X","X","X","X","X","X","-","X","X","X","X","X","X","X"]
["Elastic imaging","V30053",6000018,"启用","Elastic imaging压力式弹性成像","Elastic imaging",null,"海外/国内","ALL",null,2,"Suzhou","-","-","-","-","-","-","-","-","-","-","-","-","-","-","-","-","-","-","-","-","-","-","-","-","-","-"]
["Contrast imaging","V30054",6000019,"启用","CBI微泡造影成像(包含PPI造影分析)","Contrast imaging",null,"海外/国内","ALL",null,2,"Suzhou","-","-","-","-","-","-","-","-","-","-","-","-","-","-","-","-","-","-","-","-","-","-","-","-","-","-"]
["VFlash","V30176",6000072,"启用","声动力成像","VFlash",null,"海外/国内","ALL",null,2,"Suzhou","-","-","-","-","-","-","-","-","-","-","-","-","-","-","-","-","-","-","-","-","-","-","-","-","-","-"]
["Needle enhancement","V30080",6000034,"启用","穿刺增强","Needle enhancement",null,"海外/国内","ALL",null,2,"Suzhou","O","O","O","O","O","O","-","O","O","O","O","O","O","O","O","O","O","O","-","O","O","O","O","O","O","O"]
["SGC (Scanline gain compensation) ","V30107",6000050,"启用","扫描增益补偿","SGC (Scanline gain compensation) ",null,"海外/国内","ALL",null,2,"Suzhou","-","-","-","-","-","-","-","-","-","-","-","-","-","-","-","-","-","-","-","-","-","-","-","-","-","-"]
["Tutorials","V30195",6000079,"启用","超声教学功能","Tutorials",null,"海外/国内","ALL",null,2,"Suzhou","X","X","X","X","X","X","X","X","X","X","X","X","X","X","X","X","X","X","X","X","X","X","X","X","X","X"]
["PWV","V30210",6000088,"启用","脉搏波定量分析","PWV",null,"海外/国内","ALL",null,2,"Suzhou","-","-","-","-","-","-","-","-","-","-","-","-","-","-","-","-","-","-","-","-","-","-","-","-","-","-"]
["Stress Echo","V30211",6000089,"启用","负荷成像","Stress Echo",null,"海外/国内","ALL",null,2,"Suzhou","Δ","O","-","Δ","O","Δ","-","-","-","-","-","-","-","-","-","-","-","-","-","Δ","-","-","-","-","Δ","Δ"]
["2D auto follicle","V30212",6000090,"启用","二维卵泡自动测量","2D auto follicle",null,"海外/国内","ALL",null,2,"Suzhou","O","O","O","O","O","O","-","O","O","O","O","O","O","O","O","O","O","O","-","O","O","O","O","O","O","O"]
["HSG","V30215",6000092,"启用","输卵管容积造影","HSG",null,"海外/国内","ALL",null,2,"Suzhou","-","-","-","-","-","-","-","-","-","-","-","-","-","-","-","-","-","-","-","-","-","-","-","-","-","-"]
["VINNO   Cardiac Quantification","V30291",6000101,"启用","辅助诊疗功能","VINNO   Cardiac Quantification",null,"海外/国内","ALL",null,2,"Suzhou","O","O","O","O","O","O","-","O","O","O","O","O","O","O","O","O","O","O","-","O","O","O","O","O","O","O"]
["Zone Imaging","V30303",6000132,"启用","全御相关成像","Zone Imaging",null,"海外/国内","ALL",null,2,"Suzhou","-","-","-","-","-","-","-","-","-","-","-","-","-","-","-","-","-","-","-","-","-","-","-","-","-","-"]
[" VFlow","V30355",6000168,"启用","高灵敏度血流"," VFlow",null,"海外/国内","ALL",null,2,"Suzhou","-","-","-","-","-","-","-","-","-","-","-","-","-","-","-","-","-","-","-","-","-","-","-","-","-","-"]
["Strain Imaging","V30356",6000169,"启用","应变成像","Strain Imaging",null,"海外/国内","ALL",null,2,"Suzhou","-","-","-","-","-","-","-","-","-","-","-","-","-","-","-","-","-","-","-","-","-","-","-","-","-","-"]
["VAid (Real-time Auto Breast Lesion Detection)","V30357",6000170,"启用","乳腺自动化病灶辅助检测","VAid (Real-time Auto Breast Lesion Detection)",null,"海外/国内","ALL",null,2,"Suzhou","-","-","-","-","-","-","-","-","-","-","-","-","-","-","-","-","-","-","-","-","-","-","-","-","-","-"]
["VReport","V30363",6000173,"启用","VReport","VReport",null,"海外/国内","ALL",null,2,"Suzhou","O","O","O","O","O","O","-","O","O","O","O","O","O","O","O","O","O","O","-","O","O","O","O","O","O","O"]
["VSPORT","V30386",6000177,"启用","运动版","VSPORT",null,"海外/国内","ALL",null,2,"Suzhou","-","-","-","-","-","-","-","-","-","-","-","-","-","-","-","-","-","-","-","-","-","-","-","-","-","-"]
["Emergency","V30463",6000186,"启用","急诊-POC","Emergency",null,"海外/国内","ALL",null,2,"Suzhou","-","-","-","-","-","-","-","-","-","-","-","-","-","-","-","-","-","-","-","-","-","-","-","-","-","-"]
["Nephrology","V30464",6000187,"启用","肾内（血管通路）-POC","Nephrology",null,"海外/国内","ALL",null,2,"Suzhou","-","-","-","-","-","-","-","-","-","-","-","-","-","-","-","-","-","-","-","-","-","-","-","-","-","-"]
["ICU","V30465",6000188,"启用","重症-POC","ICU",null,"海外/国内","ALL",null,2,"Suzhou","-","-","-","-","-","-","-","-","-","-","-","-","-","-","-","-","-","-","-","-","-","-","-","-","-","-"]
["anesthesia package","V30419",6000182,"启用","神经麻醉包-POC","anesthesia package",null,"海外/国内","ALL",null,2,"Suzhou","-","-","-","-","-","-","-","-","-","-","-","-","-","-","-","-","-","-","-","-","-","-","-","-","-","-"]
["MSK package","V30361",6000172,"启用","MSK包-POC","MSK package",null,"海外/国内","ALL",null,2,"Suzhou","X","X","X","X","X","X","X","X","X","X","X","X","X","X","X","X","X","X","X","X","X","X","X","X","X","X"]
["Remote Examination","V30420",6000183,"启用","远程考核","Remote Examination",null,"海外/国内","ALL",null,2,"Suzhou","X","X","X","X","X","X","-","X","X","X","X","X","X","X","X","X","X","X","-","X","X","X","X","X","X","X"]
["Shear Wave Imaging(VShear)","V30494",6000190,"启用","弹性成像","shear wave imaging",null,"海外/国内","ALL",null,2,"Suzhou","-","-","-","-","-","-","-","-","-","-","-","-","-","-","-","-","-","-","-","-","-","-","-","-","-","-"]
["VLuminous Flow","V30495",6000191,"启用","立体血流","VLuminous Flow",null,"海外/国内","ALL",null,2,"Suzhou","X","X","X","X","X","X","-","X","X","X","X","X","X","X","X","X","X","X","-","X","X","X","X","X","X","X"]
["Live IMT","V30496",6000192,"启用","实时IMT","Live IMT",null,"海外/国内","ALL",null,2,"Suzhou","O","O","O","O","O","O","-","O","O","O","O","O","O","O","O","O","O","O","-","O","O","O","O","O","O","O"]
["VAim for OB","V30497",6000193,"启用","VAim:产科自动测量","VAim for OB",null,"海外/国内","ALL",null,2,"Suzhou","O","O","O","O","O","O","-","O","O","O","O","O","O","O","O","O","O","O","-","O","O","O","O","O","O","O"]
["VAim for HIP","V30498",6000194,"启用","VAim:小儿髋关节自动测量","VAim for HIP",null,"海外/国内","ALL",null,2,"Suzhou","O","O","O","O","O","O","-","O","O","O","O","O","O","O","O","O","O","O","-","O","O","O","O","O","O","O"]
["VAim for Follicle","V30499",6000195,"启用","VAim:卵泡自动测量","VAim for Follicle",null,"海外/国内","ALL",null,2,"Suzhou","O","O","O","O","O","O","-","O","O","O","O","O","O","O","O","O","O","O","-","O","O","O","O","O","O","O"]
["VAim for Pelvic","V30500",6000196,"启用","VAim:盆底脱垂自动测量","VAim for Pelvic",null,"海外/国内","ALL",null,2,"Suzhou","O","O","O","O","O","O","-","O","O","O","O","O","O","O","O","O","O","O","-","O","O","O","O","O","O","O"]
["VAim for LEVA(3D)","V30501",6000197,"启用","VAim:3D盆底肛提肌裂孔自动测量","VAim for LEVA(3D)",null,"海外/国内","ALL",null,2,"Suzhou","O","O","O","O","O","O","-","-","-","-","-","-","-","-","-","-","-","-","-","O","O","O","O","O","O","O"]
["Customized Auto Workflow(VWork)","V30502",6000198,"启用","自定义工作流","Customized auto workflow",null,"海外/国内","ALL",null,2,"Suzhou","X","X","X","X","X","X","-","X","X","X","X","X","X","X","X","X","X","X","-","X","X","X","X","X","X","X"]
["Auto Flow Volume","V30531",6000205,"启用","血流量自动测量","Auto Flow Volume",null,"海外/国内","ALL",null,2,"Suzhou","O","O","O","O","O","O","-","O","O","O","O","O","O","O","O","O","O","O","-","O","O","O","O","O","O","O"]
["实验室ECG（ECG for LAB）","V30538",6000209,"启用","实验室ECG（ECG for LAB）","ECG for LAB",null,"海外/国内","ALL",null,2,"Suzhou","-","-","-","-","-","-","-","-","-","-","-","-",{"$nulls":6},"-",{"$nulls":5},"-","-"]
[]
[]
["3D imaging","V30135",6000057,"启用","三维成像","3D imaging",null,"海外/国内","ALL",null,2,"Suzhou","X","X","X","X","X","X","-","X","-","-","-","-","X","X","X","X","X","X","-","X","-","-","-","-","X","X"]
["Real-time grayscale 4D","V30066",6000031,"启用","实时灰阶四维","Real-time grayscale 4D",null,"海外/国内","ALL",null,2,"Suzhou","X","X","X","X","X","X","-","X","-","-","-","-","X","X","X","X","X","X","-","X","-","-","-","-","X","X"]
["Tomographic display (Mcut)","V30067",6000032,"启用","超声断层成像","Tomographic display (Mcut)",null,"海外/国内","ALL",null,2,"Suzhou","O ","O ","O ","O ","O ","O ","-","O ","-","-","-","-","O ","O ","O ","O ","O ","O ","-","O ","-","-","-","-","O ","O "]
["Parameter adjustable after freeze","V30368",6000176,"启用","冻结后调节参数","Parameter adjustable after freeze",null,"海外/国内","ALL",null,2,"Suzhou","X","X","X","X","X","X","-","X","-","-","-","-","X","X","X","X","X","X","-","X","-","-","-","-","X","X"]
["HQ (High Quality) 3D/4D","V30035",3200474,"启用","羊膜腔镜成像技术","HQ (High Quality) 3D/4D",null,"海外/国内","ALL",null,2,"Suzhou","Δ","Δ","Δ","Δ","Δ","Δ","-","-","-","-","-","-","-","-","-","-","-","-","-","Δ","-","-","-","-","Δ","Δ"]
["Auto NT","V30040",3200484,"启用","自动颈项透明层测量","Auto NT",null,"海外/国内","ALL",null,2,"Suzhou","O","O","O","O","O","O","-","-","-","-","-","-","-","-","-","-","-","-","-","O","O","O","O","O","O","O"]
["Auto IT measure","V30503",6000199,"启用","自动IT(颅内透明层)测量","Auto IT",null,"海外/国内","ALL",null,2,"Suzhou","O","O","O","O","O","O","-","-","-","-","-","-","-","-","-","-","-","-","-","O","O","O","O","O","O","O"]
["Inversion mode","V30057",6000022,"启用","灰阶反转模式","Inversion mode",null,"海外/国内","ALL",null,2,"Suzhou","O","O","O","O","O","O","-","-","-","-","-","-","-","-","-","-","-","-","-","O","-","-","-","-","O","O"]
["Magic cut","V30058",6000023,"启用","魔术刀","Magic cut",null,"海外/国内","ALL",null,2,"Suzhou","O","O","O","O","O","O","-","-","-","-","-","-","-","-","-","-","-","-","-","O","-","-","-","-","O","O"]
["Free view","V30060",6000025,"启用","容积超声断层成像","Free view",null,"海外/国内","ALL",null,2,"Suzhou","O","O","Δ","O","O","Δ","-","-","-","-","-","-","-","-","-","-","-","-","-","Δ","-","-","-","-","O","O"]
["Smart 3D Volume Calculation","V30177",6000073,"启用","智能三维容积计算","Smart 3D Volume Calculation",null,"海外/国内","ALL",null,2,"Suzhou","Δ","O","Δ","Δ","-","-","-","-","-","-","-","-","-","-","-","-","-","-","-","Δ","-","-","-","-","Δ","Δ"]
["Free 3D","V30178",6000074,"启用","自由臂3D","Free 3D",null,"海外/国内","ALL",null,2,"Suzhou","Δ","O","Δ","O","O","Δ","-","-","-","-","-","-","-","-","-","-","-","-","-","Δ","-","-","-","-","O","O"]
["3D auto follicle","V30213",6000091,"启用","三维卵泡自动测量","3D auto follicle",null,"海外/国内","ALL",null,2,"Suzhou","Δ","O","Δ","Δ","O","Δ","-","-","-","-","-","-","-","-","-","-","-","-","-","Δ","-","-","-","-","Δ","Δ"]
["4D HQ Silhouette mode","V30358",6000171,"启用","HQ剪影模式","4D HQ Silhouette mode",null,"海外/国内","ALL",null,2,"Suzhou","-","-","-","-","-","-","-","-","-","-","-","-","-","-","-","-","-","-","-","-","-","-","-","-","-","-"]
["Transfer image to FTP server","V30087",6000044,"启用","传输影像至FTP服务器","Transfer image to FTP server",null,"海外/国内","ALL",null,2,"Suzhou","O","O","O","O","O","O","-","O","O","O","O","O","O","O","O","O","O","O","-","O","O","O","O","O","O","O"]
["DICOM3.0基础功能","V30038",3200478,"启用","DICOM3.0基础功能（导出与存储，打印,列表）","DICOM export and storage, printer, worklist",null,"海外/国内","ALL",null,2,"Suzhou","O","O","O","O","O","O","-","-","-","-","-","-","O","O","O","O","O","O","-","-","-","-","-","-","O","O"]
["DICOM3.0基础功能","V30359",3201201,"启用","DICOM3.0基础功能","DICOM export and storage, ",null,"海外/国内","ALL",null,2,"SuZhou","-","-","-","-","-","-","X","X","X","X","X","X","-","-","-","-","-","-","X","X","X","X","X","X","-","-"]
["DICOM3.0接口","V30360",3201203,"启用","DICOM3.0接口","DICOM printer/ worklist",null,"海外/国内","ALL",null,2,"SuZhou","-","-","-","-","-","-","-","-","-","-","-","-","-","-","-","-","-","-","-","-","-","-","-","-","-","-"]
["RF data export","V30088",6000045,"启用","RF元数据导出","RF data export",null,"海外/国内","ALL",null,2,"Suzhou","Δ","Δ","Δ","Δ","Δ","Δ","-","Δ","Δ","Δ","Δ","Δ","Δ","Δ","Δ","Δ","Δ","Δ","-","Δ","Δ","Δ","Δ","Δ","Δ","Δ"]
["Export 3D data for 3D printer","V30504",6000200,"启用","导出3D打印数据","Export 3D data for 3D printer",null,"海外/国内","ALL",null,2,"Suzhou","Δ","Δ","Δ","Δ","Δ","Δ","-","Δ","-","-","-","-","Δ","Δ","Δ","Δ","Δ","Δ","-","Δ","-","-","-","-","Δ","Δ"]
["Auto Levator Ani","V30505",6000201,"启用","3D盆底肛提肌裂孔自动测量","Auto Levator Ani",null,"海外/国内","ALL",null,2,"Suzhou","Δ","Δ","Δ","Δ","Δ","Δ","-","Δ","-","-","-","-","Δ","Δ","Δ","Δ","Δ","Δ","-","Δ","-","-","-","-","Δ","Δ"]
["3D Smart Face","V30506",6000202,"启用","智能胎儿面部成像","3D Smart Face",null,"海外/国内","ALL",null,2,"Suzhou","Δ","Δ","Δ","Δ","Δ","Δ","-","Δ","-","-","-","-","Δ","Δ","Δ","Δ","Δ","Δ","-","Δ","-","-","-","-","Δ","Δ"]
[]
["LAN","V30600",6000258,"启用","网络连接口","LAN",null,"海外/国内","ALL",null,2,"Suzhou","X","X","X","X","X","X","X","X","X","X","X","X","X","X","X","X","X","X","X","X","X","X","X","X","X","X"]
["Network storage and printing","V30601",6000259,"启用","网络存储与网络打印","Network storage and printing",null,"海外/国内","ALL",null,2,"Suzhou","X","X","X","X","X","X","-","X","X","X","X","X","X","X","X","X","X","X","-","X","X","X","X","X","X","X"]
["Support Mobile data transmission via Bluetooth and E-Mail","V30602",6000260,"启用","支持蓝牙和邮件发送数据","Support Mobile data transmission via Bluetooth and E-Mail",null,"海外/国内","ALL",null,2,"Suzhou","X","X","X","X","X","X","-","X","X","X","X","X","X","X","X","X","X","X","-","X","X","X","X","X","X","X"]
["Patient database","V30603",6000261,"启用","病人数据管理","Patient database",null,"海外/国内","ALL",null,2,"Suzhou","X","X","X","X","X","X","X","X","X","X","X","X","X","X","X","X","X","X","X","X","X","X","X","X","X","X"]
["Quick store","V30604",6000262,"启用","快速存储","Quick store",null,"海外/国内","ALL",null,2,"Suzhou","X","X","X","X","X","X","X","X","X","X","X","X","X","X","X","X","X","X","X","X","X","X","X","X","X","X"]
["Auto trace in PW","V30605",6000263,"启用","频谱自动跟踪测量","Auto trace in PW",null,"海外/国内","ALL",null,2,"SuZhou","X","X","X","X","X","X","X","X","X","X","X","X","X","X","X","X","X","X","X","X","X","X","X","X","X","X"]
["Vascular calculations","V30606",6000264,"启用","血管测量包","Vascular calculations",null,"海外/国内","ALL",null,2,"Suzhou","X","X","X","X","X","X","X","X","X","X","X","X","X","X","X","X","X","X","X","X","X","X","X","X","X","X"]
["Cardiac calculations","V30607",6000265,"启用","心脏测量包","Cardiac calculations",null,"海外/国内","ALL",null,2,"Suzhou","X","X","X","X","X","X","X","X","X","X","X","X","X","X","X","X","X","X","X","X","X","X","X","X","X","X"]
["OB calculations and tables","V30608",6000266,"启用","产科计算包及胎儿生长曲线表","OB calculations and tables",null,"海外/国内","ALL",null,2,"Suzhou","X","X","X","X","X","X","X","X","X","X","X","X","X","X","X","X","X","X","X","X","X","X","X","X","X","X"]
["Gynecological calculations","V30609",6000267,"启用","妇科计算包","Gynecological calculations",null,"海外/国内","ALL",null,2,"Suzhou","X","X","X","X","X","X","X","X","X","X","X","X","X","X","X","X","X","X","X","X","X","X","X","X","X","X"]
["Urological calculations","V30610",6000268,"启用","泌尿科计算包","Urological calculations",null,"海外/国内","ALL",null,2,"Suzhou","X","X","X","X","X","X","X","X","X","X","X","X","X","X","X","X","X","X","X","X","X","X","X","X","X","X"]
["Renal calculations","V30611",6000269,"启用","肾脏计算包","Renal calculations",null,"海外/国内","ALL",null,2,"Suzhou","X","X","X","X","X","X","X","X","X","X","X","X","X","X","X","X","X","X","X","X","X","X","X","X","X","X"]
["Volume calculations","V30612",6000270,"启用","容积计算包","Volume calculations",null,"海外/国内","ALL",null,2,"Suzhou","X","X","X","X","X","X","X","X","X","X","X","X","X","X","X","X","X","X","X","X","X","X","X","X","X","X"]
[]
["Optional peripherals"]
["抗干扰电源滤波器组件_万能插座","V30390","1000531-2","启用","抗干扰电源滤波器组件_万能插座","Power Filter",null,"海外/国内","ALL",null,1,"Suzhou","O","O","O","O","O","O","O","O","O","O","O","O","O","O","O","O","O","O","O","O","O","O","O","O","O","O"]
["抗干扰电源滤波器组件_万能插座","V30390","1000531-1","停用","抗干扰电源滤波器组件_万能插座","Power Filter",null,"海外/国内","ALL",null,1,"Suzhou","O","O","O","O","O","O","-","O","O","O","O","O","O","O","O","O","O","O","O","-","-","-","-","-","O","O"]
["绿联CM448无线网卡(USB wireless) （非CE国家使用）","V30642",3202037,"启用","便携超无线适配器","Wireless adapter for portable(only for Peru, Bangladesh, India, Bolivia, Pakistan, Mongolia, Lebanon, Oman, UAE, Côte d’ Ivoire, Mali, Uganda, Rwanda，Malaysia、Ecuador)",null,"海外/国内","PE/BD/IN/BO/PK/MN/LB/OM/AE/ML/UG/RW/EC/MY/BR/VE/CO",null,2,"Suzhou","O","O","O","O","O","O","O","O","O","O","O","O","O","O","O","O","O","O","O","O","O","O","O","O","O","O"]
["便携超无线适配器","V30115",3200939,"启用","便携超无线适配器","Wireless adapter for portable",null,"海外/国内","ALL",null,2,"Suzhou","O","O","O","O","O","O","O","O","O","O","O","O","O","O","O","O","O","O","O","O","O","O","O","O","O","O"]
["TL-WN725N USB无线网卡3.0","V30878","3200939-2","未发布","便携超无线适配器","Wireless adapter for portable",null,"海外/国内","ALL",null,2,"Suzhou","O","O","O","O","O","O","-","O","O","O","O","O","O","O","O","O","O","O","O","O","O","O","O","O","O","O"]
["绿联CM390蓝牙(USB bluetooth adapter) （非CE国家使用）","V30643",3202038,"启用","蓝牙适配器","Bluetooth adapter(only for Peru, Bangladesh, India, Bolivia, Pakistan, Mongolia, Lebanon, Oman, UAE, Côte d’ Ivoire, Mali, Uganda, Rwanda，Malaysia、Ecuador)",null,"海外/国内","PE/BD/IN/BO/PK/MN/LB/OM/AE/ML/UG/RW/EC/MY/BR/VE/CO",null,2,"Suzhou","O","O","O","O","O","O","-","O","O","O","O","O","O","O","O","O","O","O","-","O","O","O","O","O","O","O"]
["蓝牙适配器","V30082",3200606,"启用","蓝牙适配器","Bluetooth adapter",null,"海外/国内","ALL",null,2,"Suzhou","O","O","O","O","O","O","-","O","O","O","O","O","O","O","O","O","O","O","-","O","O","O","O","O","O","O"]
["VCloud interface","V30173",6000075,"启用","远程传输接口","VCloud interface",null,"海外/国内","ALL",null,2,"Suzhou","X","X","X","X","X","X","-","X","X","X","X","X","X","X","X","X","X","X","-","X","X","X","X","X","X","X"]
["微磁引导(含磁化器+体模)","V30214",1000492,"启用","微磁引导(含磁化器+体模)","VGuide",null,"海外/国内","ALL",null,2,"Suzhou","-","-","-","-","-","-","-","-","-","-","-","-","-","-","-","-","-","-","-","-","-","-","-","-","-","-"]
["USB单踏脚踏开关","V30083",3200608,"启用","USB单踏脚踏开关","USB single button foot switch",null,"海外/国内","ALL",null,1,"Suzhou","-","-","-","-","-","-","-","-","-","-","-","-","-","-","-","-","-","-","-","-","-","-","-","-","-","-"]
["USB双踏脚踏开关","V30084",3200609,"启用","USB双踏脚踏开关","USB double button foot switch",null,"海外/国内","ALL",null,1,"Suzhou","O","O","O","O","O","O","-","O","O","O","O","O","O","O","O","O","O","O","-","O","O","O","O","O","O","O"]
["中安USB视频采集卡（US2000视频采集盒）","V30151",3200744,"停用","中安USB视频采集卡（US2000视频采集盒）","USB video acquisition card for video output",null,"海外/国内","ALL",null,1,"Suzhou","O","O","O","O","O","O","-","O","O","O","O","O","O","O","O","O","O","O","-","O","O","O","O","O","O","O"]
["DVI转HDMI视频输出线-50cm","V30424",3200788,"启用","DVI转HDMI视频输出线","DVI to HDMI cable for trolley &TOONA_50cm",null,"海外/国内","ALL",null,1,"Suzhou","-","-","-","-","-","-","-","-","-","-","-","-","-","-","-","-","-","-","-","-","-","-","-","-","-","-"]
["DVI转HDMI转接头","V30425",3201382,"启用","DVI转HDMI转接头","HDMI port adapter ",null,"海外/国内","ALL",null,1,"Suzhou","X","X","X","X","X","X","X","X","X","X","X","X","X","X","X","X","X","X","X","X","X","X","X","X","X","X"]
["外置导声胶加热器","V10047",9000077,"启用","外置导声胶加热器","External Gel Warmer",null,"海外/国内","ALL",null,1,"Suzhou","O","O","O","O","O","O","O","O","O","O","O","O","O","O","O","O","O","O","O","O","O","O","O","O","O","O"]
["UP-X898MD BW printer","V30024",3200783,"启用","SONY打印机UP-X898MD","UP-X898MD BW printer",null,"海外/国内","ALL",null,null,"Suzhou","-","-","-","-","-","-","-","-","-","-","-","-","-","-","-","-","-","-","-","-","-","-","-","-","-","-"]
["UP-D898MD  printer（非CE国家）","V30657",3201814,"启用","UP-D898MD  printer","UP-D898MD  printer",null,"海外/国内","PY/PE/CO/AR/UY/SA/SY/YE/OM/AE/TR/MM/DZ/EG/ET/KE/LY/MU/MA/NG/TZ/UG/TN/MX/EC/DO/GT/PH/KH/UZ/KG/KZ/IN/BO/CL/BY/CR/RW/VE/CO",null,1,"Suzhou","-","-","-","-","-","-","-","-","-","-","-","-","-","-","-","-","-","-","-","-","-","-","-","-","-","-"]
["UP-X898MD打印机套件","V30702","2000401","启用","UP-X898MD打印机套件","UP-X898MD BW printer",null,"海外/国内","ALL",null,1,"SuZhou","O","O","O","O","O","O","O","O","O","O","O","O","O","O","O","O","O","O","O","O","O","O","O","O","O","O"]
["UP-D898MD打印机套件（非CE国家）","V30703","2000402","启用","UP-D898MD打印机套件","UP-D898MD  printer",null,"海外/国内","PY/PE/CO/AR/UY/SA/SY/YE/OM/AE/TR/MM/DZ/EG/ET/KE/LY/MU/MA/NG/TZ/UG/TN/MX/EC/DO/GT/PH/KH/UZ/KG/KZ/IN/BO/CL/CR/TH/RW/VE/CO",null,1,"Suzhou","O","O","O","O","O","O","O","O","O","O","O","O","O","O","O","O","O","O","O","O","O","O","O","O","O","O"]
["UP-D25MD color printer","V30025",3200153,"启用","UP-D25MD数字彩色图像打印机","UP-D25MD color printer",null,"海外/国内","ALL",null,1,"Suzhou","O","O","O","O","O","O","O","O","O","O","O","O","O","O","O","O","O","O","O","O","O","O","O","O","O","O"]
["USB刻录机便携机系列","V30180",3200725,"启用","USB刻录机便携机系列","USB DVDRW ",null,"海外/国内","ALL",null,1,"Suzhou","O","O","O","O","O","O","-","O","O","O","O","O","O","O","O","O","O","O","-","O","O","O","O","O","O","O"]
["Toona 键盘防水膜","V30421",3001809,"启用","Toona 键盘防水膜","TOONA Keyboard waterproofing membrane(Minimum package quantity 10pcs,10pcs/Bag)",null,"海外/国内","ALL",null,1,"Suzhou","O","O","O","O","O","O","O","O","O","O","O","O","O","O","O","O","O","O","O","-","-","-","-","-","O","O"]
["A系列海外键盘保护膜套件","V30748",2000431,"启用","A系列海外键盘保护膜套件","A Series Keyboard Protective Film Kit",null,"海外/国内","ALL",null,1,"Suzhou","O","O","O","O","O","O","O","O","O","O","O","O","O","O","O","O","O","O","O","O","O","O","O","O","O","O"]
["A cart","V10226",9000382,"启用","简易台车 ","A cart",null,"海外 ","ALL",null,1,"Suzhou","O","O","O","O","O","O","O","O","O","O","O","O","O","O","O","O","O","O","O","O","O","O","O","O","O","O"]
["CART USB HUB组件","V30158",1000366,"启用","台车USB 转接口","Cart USB hub",null,"海外/国内","ALL",null,1,"Suzhou","O","O","O","O","O","O","O","O","O","O","O","O","O","O","O","O","O","O","O","-","-","-","-","-","O","O"]
["定制拉杆箱组件","V30551",1001024,"启用","便携式拉杆箱","Travelling case",null,"海外/国内","ALL",null,1,"Suzhou","O","O","O","O","O","O","O","O","O","O","O","O","O","O","O","O","O","O","O","O","O","O","O","O","O","O"]
["TOONA独立包装电池","V30148",1000349,"启用","独立包装电池","Battery Pack with separated package",null,"海外/国内","ALL",null,1,"Suzhou","O","O","O","O","O","O","O","O","O","O","O","O","O","O","O","O","O","O","O","-","-","-","-","-","O","O"]
["OEM-SKD A5键盘套件","V40061",2000426,"启用","OEM-SKD A5键盘套件","OEM-SKD A5 Keyboard Kit",null,"海外/国内","ID",null,1,"Suzhou","-","-","-","-","-","-","-","-","-","-","-","-","-","-","-","-","-","-","-","-","-","-","-","-","-","O"]
["OEM-SKD A5电池及适配器套件","V40062",2000427,"启用","OEM-SKD A5电池及适配器套件","OEM-SKD A5 Battery and Adapter kit",null,"海外/国内","ID",null,1,"Suzhou","-","-","-","-","-","-","-","-","-","-","-","-","-","-","-","-","-","-","-","-","-","-","-","-","-","O"]
["OEM-SKD A5把手套件","V40063",2000428,"启用","OEM-SKD A5把手套件","OEM-SKD A5 Handle Kit",null,"海外/国内","ID",null,1,"Suzhou","-","-","-","-","-","-","-","-","-","-","-","-","-","-","-","-","-","-","-","-","-","-","-","-","-","O"]
["OEM-SKD A5前框套件","V40064",2000444,"启用","OEM-SKD A5前框套件","OEM-SKD A5 Front Frame Kit",null,"海外/国内","ID",null,1,"Suzhou","-","-","-","-","-","-","-","-","-","-","-","-","-","-","-","-","-","-","-","-","-","-","-","-","-","O"]
["OEM-SKD A5显示屏套件","V40065",2000445,"启用","OEM-SKD A5显示屏套件","OEM-SKD A5 Display Kit",null,"海外/国内","ID",null,1,"Suzhou","-","-","-","-","-","-","-","-","-","-","-","-","-","-","-","-","-","-","-","-","-","-","-","-","-","O"]
["OEM-SKD A5喇叭套件","V40066",2000446,"启用","OEM-SKD A5喇叭套件","OEM-SKD A5 Speaker kit",null,"海外/国内","ID",null,1,"Suzhou","-","-","-","-","-","-","-","-","-","-","-","-","-","-","-","-","-","-","-","-","-","-","-","-","-","O"]
[]
["*Optional peripherals(Preassemble in Factory)"]
["2TSSD硬盘(DES25-02TDK1KCFYN)","V30726","3202223","启用","2TSSD硬盘(DES25-02TDK1KCFYN)","SSD (2T)",null,"海外/国内","ALL",null,1,"Suzhou","O","O","O","O","O","O","-","O","O","O","O","O","O","O","O","O","O","O","-","O","O","O","O","O","O","O"]
["宜鼎SSD（500G DES25-C12DK1GCFYN)","V30840",3202084,"停用","SSD硬盘（500G)","SSD（500G)",null,"海外/国内","ALL",null,1,"Suzhou","O","O","O","O","O","O","-","O","O","O","O","O","O","O","O","O","O","O","-","O","O","O","O","O","O","O"]
["宜鼎SSD（1T DES25-01TDK1GCFYN)","V30841",3202105,"停用","SSD硬盘（1T)","SSD（1T)",null,"海外/国内","ALL",null,1,"Suzhou","O","O","O","O","O","O","-","O","O","O","O","O","O","O","O","O","O","O","-","O","O","O","O","O","O","O"]
["威刚SSD","V30870",3202897,"启用","SSD硬盘（500G)","SSD（500G)",null,"海外/国内","ALL",null,1,"Suzhou","O","O","O","O","O","O",null,"O","O","O","O","O","O","O","O","O","O","O",null,"O","O","O","O","O","O","O"]
["威刚SSD","V30871",3202898,"启用","SSD硬盘（1T)","SSD（1T)",null,"海外/国内","ALL",null,1,"Suzhou","O","O","O","O","O","O",null,"O","O","O","O","O","O","O","O","O","O","O",null,"O","O","O","O","O","O","O"]
["心电图(TOONA series)_IEC","V30528","1000360-2","启用","ECG心电图欧标","ECG_IEC",null,"海外/国内","ALL",null,2,"Suzhou","O","O","O","O","O","O","-","O","O","O","O","O","O","O","O","O","O","O","-","O","-","-","-","-","O","O"]
["心电图_AHA（供：秘鲁、玻利维亚、哥伦比亚、波多黎各、墨西哥、巴拿马、厄瓜多尔、多米尼加、瑞地马拉）","V30529","1000761-2","启用","ECG心电图美标","ECG_AHA",null,"海外","PE/BO/CO/PR/MX/PA/EC/DO/GT/BR/CL",null,2,"Suzhou","O","O","O","O","O","O","-","O","O","O","O","O","O","O","O","O","O","O","-","-","-","-","-","-","O","O"]
["T-CWD套件：需要在工厂内安装","V30302",2000133,"启用","CWD连续多普勒","CWD",null,"海外/国内","ALL",null,2,"Suzhou","O","O","O","O","O","O","-","-","-","-","-","-","-","-","-","-","-","-","-","O","-","-","-","-","O","O"]
[]
["Probes"]
["A1-4P","V20042",1000594,"启用","A1-4P探头","A1-4P",null,"海外/国内","ALL",null,1,"Suzhou","X","X","X","X","X","X","X","X","X","X","X","X","X","X","X","X","X","X","X","X","X","X","X","X","X","X"]
["A2-5C","V20040",1000590,"启用","A2-5C探头","A2-5C",null,"海外/国内","ALL",null,1,"Suzhou","X","X","X","X","X","X","X","X","X","X","X","X","X","X","X","X","X","X","X","X","X","X","X","X","X","X"]
["A4-12L","V20041",1000592,"启用","A4-12L探头","A4-12L",null,"海外/国内","ALL",null,1,"Suzhou","X","X","X","X","X","X","X","X","X","X","X","X","X","X","X","X","X","X","X","X","X","X","X","X","X","X"]
["A4-9E","V20043",1000596,"停用","A4-9E探头","A4-9E",null,"海外/国内","ALL",null,1,"Suzhou","X","X","X","X","X","X","-","X","X","X","X","X","X","X","X","X","X","X","-","X","X","X","X","X","X","X"]
["A4-9EV","V20067",1000990,"启用","A4-9E探头","A4-9E",null,"海外/国内","ALL",null,1,"Suzhou","X","X","X","X","X","X","X","X","X","X","X","X","X","X","X","X","X","X","X","X","X","X","X","X","X","X"]
["A3-6D","V20044",1000598,"启用","A3-6D探头","A3-6D",null,"海外/国内","ALL",null,1,"Suzhou","X","-","-","X","-","-","-","-","-","-","-","-","X","-","-","X","-","-","-","-","-","-","-","-","X","X"]
["A2-6D","V20077",1001109,"启用","A2-6D探头","A2-6D",null,"海外/国内","ALL",null,1,"Suzhou","-","-","-","-","-","-","-","-","-","-","-","-","-","-","-","-","-","-","-","-","-","-","-","-","-","-"]
["A3-6DX（仅可销售：孟加拉，印度，玻利维亚，巴基斯坦，蒙古，黎巴嫩，阿曼，阿联酋，科特迪瓦， 马里，乌干达，卢旺达）","V20050",1000830,"启用","A3-6D探头","A3-6D",null,"海外/国内","PE/BD/IN/BO/PK/MN/LB/OM/AE/ML/UG/RW/EC",null,1,"Suzhou","X","X","X","X","X","X","-","-","-","-","-","-","-","-","-","-","-","-","-","-","-","-","-","-","X","X"]
["A4-9M","V20045",1000652,"启用","A4-9M","A4-9M",null,"海外/国内","ALL",null,1,"Suzhou","X","X","X","X","X","X","-","-","-","-","-","-","-","-","-","-","-","-","-","X","X","X","X","X","X","X"]
["A3-10P","V20046",1000654,"启用","A3-10P探头","A3-10P",null,"海外/国内","ALL",null,1,"Suzhou","Δ","-","-","-","-","-","-","-","-","-","-","-","-","-","-","-","-","-","-","-","-","-","-","-","-","-"]
["A4-12LV","V20047",1000656,"启用","A4-12LV探头","A4-12LV",null,"海外/国内","ALL",null,1,"Suzhou","-","-","-","-","-","-","-","-","-","-","-","-","-","-","-","-","-","-","-","-","-","-","-","-","-","-"]
["A3-8M","V20051",1000856,"启用","A3-8M探头","A3-8M",null,"海外/国内","ALL",null,1,"Suzhou","-","-","-","-","-","-","-","-","-","-","-","-","-","-","-","-","-","-","-","-","-","-","-","-","-","-"]
[]
["Biopsy guide"]
["Biopsy guide F4-12L","V30142",3100130,"启用","穿刺架F4-12L","Biopsy guide F4-12L",null,"海外/国内","PY/PE/CO/AR/UY/SA/SY/YE/OM/AE/TR/MM/DZ/EG/ET/KE/LY/MU/MA/NG/TZ/UG/TN/MX/EC/DO/GT/PH/KH/UZ/KG/KZ/IN/BO/CL/MY/IQ/TH/VN/KR/LB/NP/AU/UA/ZA/MD/CI/VE/MN/GH/BF/CR/TH/ID",null,1,"Suzhou","X","X","X","X","X","X","X","X","X","X","X","X","X","X","X","X","X","X","X","X","X","X","X","X","X","X"]
["Biopsy guide G1-4P","V30119",3100095,"启用","穿刺架 F1-4P","Biopsy guide G1-4P",null,"海外/国内","PY/PE/CO/AR/UY/SA/SY/YE/OM/AE/TR/MM/DZ/EG/ET/KE/LY/MU/MA/NG/TZ/UG/TN/MX/EC/DO/GT/PH/KH/UZ/KG/KZ/IN/BO/CL/MY/IQ/TH/VN/KR/LB/NP/AU/UA/ZA/MD/CI/VE/MN/GH/BF/CR/TH/ID",null,1,"Suzhou","X","X","X","X","X","X","X","X","X","X","X","X","X","X","X","X","X","X","X","X","X","X","X","X","X","X"]
["Biopsy guide F4-9E","V30205",3100188,"启用","穿刺架 F4-9E","Biopsy guide F4-9E",null,"海外/国内","PY/PE/CO/AR/UY/SA/SY/YE/OM/AE/TR/MM/DZ/EG/ET/KE/LY/MU/MA/NG/TZ/UG/TN/MX/EC/DO/GT/PH/KH/UZ/KG/KZ/IN/BO/CL/MY/IQ/TH/VN/KR/LB/NP/AU/UA/ZA/MD/CI/VE/MN/GH/BF/CR/TH/ID",null,1,"Suzhou","-","-","-","-","-","-","-","-","-","-","-","-","-","-","-","-","-","-","-","-","-","-","-","-","-","-"]
["Biopsy guide F2-5C","V30141",3100096,"启用","穿刺架 F2-5C","Biopsy guide F2-5C",null,"海外/国内","PY/PE/CO/AR/UY/SA/SY/YE/OM/AE/TR/MM/DZ/EG/ET/KE/LY/MU/MA/NG/TZ/UG/TN/MX/EC/DO/GT/PH/KH/UZ/KG/KZ/IN/BO/CL/MY/IQ/TH/VN/KR/LB/NP/AU/UA/ZA/MD/CI/VE/MN/GH/BF/CR/TH/ID",null,1,"Suzhou","X","X","X","X","X","X","X","X","X","X","X","X","X","X","X","X","X","X","X","X","X","X","X","X","X","X"]
["Biopsy guide X4-9E","V30522",3100384,"启用","穿刺架 X4-9E","Biopsy guide X4-9E",null,"海外/国内","PY/PE/CO/AR/UY/SA/SY/YE/OM/AE/TR/MM/DZ/EG/ET/KE/LY/MU/MA/NG/TZ/UG/TN/MX/EC/DO/GT/PH/KH/UZ/KG/KZ/IN/BO/CL/MY/IQ/TH/VN/KR/LB/NP/AU/UA/ZA/MD/CI/VE/MN/GH/BF/CR/TH/ID",null,1,"Suzhou","X","X","X","X","X","X","X","X","X","X","X","X","X","X","X","X","X","X","X","X","X","X","X","X","X","X"]

{"sheet":"国内掌超系列超声配置","index":9,"n_rows":210,"n_cols":75,"rows_kept":210,"cut":false,"hidden":false,"merged":[]}
["EquipmentName",{"$nulls":11},"掌上彩色超声诊断仪","掌上彩色超声诊断仪","掌上彩色超声诊断仪","彩色超声诊断系统部件","彩色超声诊断系统部件","彩色超声诊断系统部件","掌上彩色超声诊断仪","掌上彩色超声诊断仪","掌上彩色超声诊断仪","掌上彩色超声诊断仪","掌上彩色超声诊断仪","掌上彩色超声诊断仪","掌上彩色超声诊断仪","掌上彩色超声诊断仪","掌上彩色超声诊断仪","掌上彩色超声诊断仪","掌上彩色超声诊断仪","掌上彩色超声诊断仪","掌上彩色超声诊断仪","掌上彩色超声诊断仪","掌上彩色超声诊断仪","掌上彩色超声诊断仪","掌上彩色超声诊断仪","掌上彩色超声诊断仪","掌上彩色超声诊断仪","掌上彩色超声诊断仪","掌上彩色超声诊断仪","掌上彩色超声诊断仪","掌上彩色超声诊断仪","掌上彩色超声诊断仪","掌上彩色超声诊断仪","掌上彩色超声诊断仪","掌上彩色超声诊断仪","掌上彩色超声诊断仪","掌上彩色超声诊断仪","掌上彩色超声诊断仪","掌上彩色超声诊断仪","掌上彩色超声诊断仪","掌上彩色超声诊断仪","掌上彩色超声诊断仪","掌上彩色超声诊断仪","掌上彩色超声诊断仪","掌上彩色超声诊断仪","掌上彩色超声诊断仪","掌上彩色超声诊断仪","掌上彩色超声诊断仪","掌上彩色超声诊断仪","掌上彩色超声诊断仪"]
["ProductType",{"$nulls":11},"掌上","掌上","掌上","掌上","掌上","掌上","掌上","掌上","掌上","掌上","掌上","掌上","掌上","掌上","掌上","掌上","掌上","掌上","掌上","掌上","掌上","掌上","掌上","掌上","掌上","掌上","掌上","掌上","掌上","掌上","掌上","掌上","掌上","掌上","掌上","掌上","掌上","掌上","掌上","掌上","掌上","掌上","掌上","掌上","掌上","掌上","掌上","掌上"]
["RegionTypes",{"$nulls":11},"海外/国内","海外/国内","海外/国内","海外/国内","海外/国内","海外/国内","海外/国内","海外/国内","海外/国内","海外/国内","海外/国内","海外/国内","海外/国内","海外/国内","海外/国内","海外/国内","海外/国内","海外/国内","海外/国内","海外/国内","海外/国内","海外/国内","海外/国内","海外/国内","海外/国内","海外/国内","海外/国内","海外/国内","海外/国内","海外/国内","海外/国内","海外/国内","海外/国内","海外/国内","海外/国内","海外/国内","海外/国内","海外/国内","海外/国内","海外/国内","海外/国内","海外/国内","海外/国内","海外/国内","海外/国内","海外/国内","海外/国内","海外/国内"]
["ApplicableCountries",{"$nulls":11},"ALL","ALL","ALL","ALL","ALL","ALL","ALL","ALL","ALL","ALL","ALL","ALL","ALL","ALL","ALL","ALL","ALL","ALL","ALL","ALL","ALL","ALL","ALL","ALL","ALL","ALL","ALL","ALL","ALL","ALL","ALL","ALL","ALL","ALL","ALL","ALL","ALL","ALL","ALL","ALL","ALL","ALL","ALL","ALL","ALL","ALL","ALL","ALL"]
["InapplicableCountries"]
["Status",{"$nulls":11},"未发布","未发布","未发布","停用","停用","停用","启用","启用","启用","启用","启用","启用","启用","启用","启用","启用","启用","启用","未发布","未发布","未发布","未发布","未发布","未发布","未发布","未发布","未发布","未发布","未发布","未发布","未发布","未发布","未发布","未发布","未发布","未发布"," 启用"," 启用"," 启用","未发布","未发布","未发布","未发布","未发布","未发布"," 停用"," 停用"," 停用"]
["City",{"$nulls":11},"SuZhouChangSha","SuZhouChangSha","SuZhouChangSha","SuZhouChangSha","SuZhouChangSha","SuZhouChangSha","SuZhou","SuZhou","SuZhou","SuZhou","SuZhou","SuZhou","SuZhou","SuZhou","SuZhou","SuZhou","SuZhou","SuZhou","ChangSha","ChangSha","ChangSha","ChangSha","ChangSha","ChangSha","ChangSha","ChangSha","ChangSha","ChangSha","ChangSha","ChangSha","SuZhou","SuZhou","SuZhou","SuZhou","SuZhou","SuZhou","SuZhou","SuZhou","SuZhou","SuZhou","SuZhou","SuZhou","SuZhou","SuZhou","SuZhou","ChangSha","ChangSha","ChangSha"]
["isBareMachine",{"$nulls":11},"是","是","是","是","是","是","否","否","否","否","否","否","否","否","否","否","否","否","否","否","否","否","否","否","否","否","否","否","否","否","否","否","否","否","否","否","否","否","否","否","否","否","否","否","否","否","否","否"]
["mapperIpn",{"$nulls":11},"9000984/9000973/9000974/9000975\n","9000976/9000977\n/9000978/9000979","9000980/9000981/9000982/9000983","9000831/9000832","9000833/9000834","9000835/9000836"]
["Name","VCode","IPN","Status","ChineseDescription","EnglishDescription","Remark","RegionType","ApplicableCountries","InapplicableCountries","ChinaCategory","shipAddress","YACON_3C弧阵主机套件-CS","YACON_7L线阵主机套件-CS","YACON_2P相控阵主机套件-CS","AP2_3C弧阵套件-CS","AP2_7L线阵套件-CS","AP2_2P相控阵套件-CS","Q3E-3C","Q3E-7L","Q3E-2P","Q3-3C","Q3-7L","Q3-2P","Q5-3C","Q5-7L","Q5-2P","Q5S-3C","Q5S-7L","Q5S-2P","Q3E+ 3C","Q3+ 3C","Q5E+ 3C","Q5+ 3C","Q3E+ 7L","Q3+ 7L","Q5E+ 7L","Q5+ 7L","Q3E+ 2P","Q3+ 2P","Q5E+ 2P","Q5+ 2P","P3E-3C","P3E-7L","P3E-2P","P3-3C","P3-7L","P3-2P","P5-3C","P5-7L","P5-2P","P7E-3C","P7E-7L","P7E-2P","P7-3C","P7-7L","P7-2P","P5E-3C","P5E-7L","P5E-2P"]
["Main Unit"]
["VINNO Q3E-3C-CN主机","V10129",9000196,"启用","VINNO Q3E-3C ","VINNO Q3E-3C ",null,"国内","CN",null,1,"SuZhou","-","-","-","-","-","-","X","-","-","-","-","-","-","-","-","-","-","-","-","-","-","-","-","-","-","-","-","-","-","-","-","-","-","-","-","-","-","-","-","-","-","-","-","-","-","-","-","-"]
["VINNO Q3E-3C主机（GJB）","V10602",9000838,"启用","VINNO Q3E-3C ","VINNO Q3E-3C ",null,"国内","CN",null,1,"SuZhou","-","-","-","-","-","-","X","-","-","-","-","-","-","-","-","-","-","-","-","-","-","-","-","-","-","-","-","-","-","-","-","-","-","-","-","-","-","-","-","-","-","-","-","-","-","-","-","-"]
["VINNO Q3E-7L-CN主机","V10138",9000205,"启用","VINNO Q3E-7L ","VINNO Q3E-7L ",null,"国内","CN",null,1,"SuZhou","-","-","-","-","-","-","-","X","-","-","-","-","-","-","-","-","-","-","-","-","-","-","-","-","-","-","-","-","-","-","-","-","-","-","-","-","-","-","-","-","-","-","-","-","-","-","-","-"]
["VINNO Q3E-2P-CN主机","V10147",9000218,"启用","VINNO Q3E-2P ","VINNO Q3E-2P ",null,"国内","CN",null,1,"SuZhou","-","-","-","-","-","-","-","-","X","-","-","-","-","-","-","-","-","-","-","-","-","-","-","-","-","-","-","-","-","-","-","-","-","-","-","-","-","-","-","-","-","-","-","-","-","-","-","-"]
["VINNO Q3-3C ","V10130","9000197","启用","VINNO Q3-3C ","VINNO Q3-3C ",null,"国内","CN",null,1,"SuZhou","-","-","-","-","-","-","-","-","-","X","-","-","-","-","-","-","-","-","-","-","-","-","-","-","-","-","-","-","-","-","-","-","-","-","-","-","-","-","-","-","-","-","-","-","-","-","-","-"]
["VINNO Q3-7L ","V10139","9000209","启用","VINNO Q3-7L ","VINNO Q3-7L ",null,"国内","CN",null,1,"SuZhou","-","-","-","-","-","-","-","-","-","-","X","-","-","-","-","-","-","-","-","-","-","-","-","-","-","-","-","-","-","-","-","-","-","-","-","-","-","-","-","-","-","-","-","-","-","-","-","-"]
["VINNO Q3-2P ","V10148","9000219","启用","VINNO Q3-2P ","VINNO Q3-2P ",null,"国内","CN",null,1,"SuZhou","-","-","-","-","-","-","-","-","-","-","-","X","-","-","-","-","-","-","-","-","-","-","-","-","-","-","-","-","-","-","-","-","-","-","-","-","-","-","-","-","-","-","-","-","-","-","-","-"]
["VINNO Q5-3C ","V10133","9000200","启用","VINNO Q5-3C ","VINNO Q5-3C ",null,"国内","CN",null,1,"SuZhou","-","-","-","-","-","-","-","-","-","-","-","-","X","-","-","-","-","-","-","-","-","-","-","-","-","-","-","-","-","-","-","-","-","-","-","-","-","-","-","-","-","-","-","-","-","-","-","-"]
["VINNO Q5-7L ","V10142","9000212","启用","VINNO Q5-7L ","VINNO Q5-7L ",null,"国内","CN",null,1,"SuZhou","-","-","-","-","-","-","-","-","-","-","-","-","-","X","-","-","-","-","-","-","-","-","-","-","-","-","-","-","-","-","-","-","-","-","-","-","-","-","-","-","-","-","-","-","-","-","-","-"]
["VINNO Q5-2P ","V10151","9000222","启用","VINNO Q5-2P ","VINNO Q5-2P ",null,"国内","CN",null,1,"SuZhou","-","-","-","-","-","-","-","-","-","-","-","-","-","-","X","-","-","-","-","-","-","-","-","-","-","-","-","-","-","-","-","-","-","-","-","-","-","-","-","-","-","-","-","-","-","-","-","-"]
["VINNO Q5S-3C ","V10134","9000201","启用","VINNO Q5S-3C ","VINNO Q5S-3C ",null,"国内","CN",null,1,"SuZhou","-","-","-","-","-","-","-","-","-","-","-","-","-","-","-","X","-","-","-","-","-","-","-","-","-","-","-","-","-","-","-","-","-","-","-","-","-","-","-","-","-","-","-","-","-","-","-","-"]
["VINNO Q5S-7L ","V10143","9000214","启用","VINNO Q5S-7L ","VINNO Q5S-7L ",null,"国内","CN",null,1,"SuZhou","-","-","-","-","-","-","-","-","-","-","-","-","-","-","-","-","X","-","-","-","-","-","-","-","-","-","-","-","-","-","-","-","-","-","-","-","-","-","-","-","-","-","-","-","-","-","-","-"]
["VINNO Q5S-2P ","V10152","9000223","启用","VINNO Q5S-2P ","VINNO Q5S-2P ",null,"国内","CN",null,1,"SuZhou","-","-","-","-","-","-","-","-","-","-","-","-","-","-","-","-","-","X","-","-","-","-","-","-","-","-","-","-","-","-","-","-","-","-","-","-","-","-","-","-","-","-","-","-","-","-","-","-"]
[]
["VINNO Q3E+ 3C-CHN主机","V10814",9000984,"未发布","VINNO Q3E+ 3C","VINNO Q3E+ 3C",null,"国内","CN",null,1,"ChangSha","-","-","-","-","-","-","-","-","-","-","-","-","-","-","-","-","-","-","X","-","-","-","-","-","-","-","-","-","-","-","-","-","-","-","-","-","-","-","-","-","-","-","-","-","-","-","-","-","-","-","-","-","-","-","-","-","-","-","-","-","-","-","-"]
["VINNO Q3+ 3C-CHN主机","V10803",9000973,"未发布","VINNO Q3+ 3C","VINNO Q3+ 3C",null,"国内","CN",null,1,"ChangSha","-","-","-","-","-","-","-","-","-","-","-","-","-","-","-","-","-","-","-","X","-","-","-","-","-","-","-","-","-","-","-","-","-","-","-","-","-","-","-","-","-","-","-","-","-","-","-","-"]
["VINNO Q5E+ 3C-CHN主机","V10804",9000974,"未发布","VINNO Q5E+ 3C","VINNO Q5E+ 3C",null,"国内","CN",null,1,"ChangSha","-","-","-","-","-","-","-","-","-","-","-","-","-","-","-","-","-","-","-","-","X","-","-","-","-","-","-","-","-","-","-","-","-","-","-","-","-","-","-","-","-","-","-","-","-","-","-","-"]
["VINNO Q5+ 3C-CHN主机","V10805",9000975,"未发布","VINNO Q5+ 3C","VINNO Q5+ 3C",null,"国内","CN",null,1,"ChangSha","-","-","-","-","-","-","-","-","-","-","-","-","-","-","-","-","-","-","-","-","-","X","-","-","-","-","-","-","-","-","-","-","-","-","-","-","-","-","-","-","-","-","-","-","-","-","-","-"]
["VINNO Q3E+ 7L-CHN主机","V10806",9000976,"未发布","VINNO Q3E+ 7L","VINNO Q3E+ 7L",null,"国内","CN",null,1,"ChangSha","-","-","-","-","-","-","-","-","-","-","-","-","-","-","-","-","-","-","-","-","-","-","X","-","-","-","-","-","-","-","-","-","-","-","-","-","-","-","-","-","-","-","-","-","-","-","-","-"]
["VINNO Q3+ 7L-CHN主机","V10807",9000977,"未发布","VINNO Q3+ 7L","VINNO Q3+ 7L",null,"国内","CN",null,1,"ChangSha","-","-","-","-","-","-","-","-","-","-","-","-","-","-","-","-","-","-","-","-","-","-","-","X","-","-","-","-","-","-","-","-","-","-","-","-","-","-","-","-","-","-","-","-","-","-","-","-"]
["VINNO Q5E+ 7L-CHN主机","V10808",9000978,"未发布","VINNO Q5E+ 7L","VINNO Q5E+ 7L",null,"国内","CN",null,1,"ChangSha","-","-","-","-","-","-","-","-","-","-","-","-","-","-","-","-","-","-","-","-","-","-","-","-","X","-","-","-","-","-","-","-","-","-","-","-","-","-","-","-","-","-","-","-","-","-","-","-"]
["VINNO Q5+ 7L-CHN主机","V10809",9000979,"未发布","VINNO Q5+ 7L","VINNO Q5+ 7L",null,"国内","CN",null,1,"ChangSha","-","-","-","-","-","-","-","-","-","-","-","-","-","-","-","-","-","-","-","-","-","-","-","-","-","X","-","-","-","-","-","-","-","-","-","-","-","-","-","-","-","-","-","-","-","-","-","-"]
["VINNO Q3E+ 2P-CHN主机","V10810",9000980,"未发布","VINNO Q3E+ 2P","VINNO Q3E+ 2P",null,"国内","CN",null,1,"ChangSha","-","-","-","-","-","-","-","-","-","-","-","-","-","-","-","-","-","-","-","-","-","-","-","-","-","-","X","-","-","-","-","-","-","-","-","-","-","-","-","-","-","-","-","-","-","-","-","-"]
["VINNO Q3+ 2P-CHN主机","V10811",9000981,"未发布","VINNO Q3+ 2P","VINNO Q3+ 2P",null,"国内","CN",null,1,"ChangSha","-","-","-","-","-","-","-","-","-","-","-","-","-","-","-","-","-","-","-","-","-","-","-","-","-","-","-","X","-","-","-","-","-","-","-","-","-","-","-","-","-","-","-","-","-","-","-","-"]
["VINNO Q5E+ 2P-CHN主机","V10812",9000982,"未发布","VINNO Q5E+ 2P","VINNO Q5E+ 2P",null,"国内","CN",null,1,"ChangSha","-","-","-","-","-","-","-","-","-","-","-","-","-","-","-","-","-","-","-","-","-","-","-","-","-","-","-","-","X","-","-","-","-","-","-","-","-","-","-","-","-","-","-","-","-","-","-","-"]
["VINNO Q5+ 2P-CHN主机","V10813",9000983,"未发布","VINNO Q5+ 2P","VINNO Q5+ 2P",null,"国内","CN",null,1,"ChangSha","-","-","-","-","-","-","-","-","-","-","-","-","-","-","-","-","-","-","-","-","-","-","-","-","-","-","-","-","-","X","-","-","-","-","-","-","-","-","-","-","-","-","-","-","-","-","-","-"]
[]
["YACON_3C弧阵主机套件-CS","V30757",2000417,"未发布","YACON_3C弧阵主机套件-CS","YACON_3C",null,"国内","CN",null,1,"SuZhou","X","-","-"]
["YACON_7L线阵主机套件-CS","V30758",2000418,"未发布","YACON_7L线阵主机套件-CS","YACON_7L",null,"国内","CN",null,1,"SuZhou","-","X","-"]
["YACON_2P相控阵主机套件-CS","V30759",2000419,"未发布","YACON_2P相控阵主机套件-CS","YACON_2P",null,"国内","CN",null,1,"SuZhou","-","-","X"]
[]
["P3E-3C-CN主机","V10632",9000720,"未发布","P3E-3C","P3E-3C",null,"国内","CN",null,1,"SuZhou","-","-","-","-","-","-","-","-","-","-","-","-","-","-","-","-","-","-","-","-","-","-","-","-","-","-","-","-","-","-","X","-","-","-","-","-","-","-","-","-","-","-","-","-","-","-","-","-"]
["P3E-7L-CN主机","V10636",9000726,"未发布","P3E-7L ","P3E-7L ",null,"国内","CN",null,1,"SuZhou","-","-","-","-","-","-","-","-","-","-","-","-","-","-","-","-","-","-","-","-","-","-","-","-","-","-","-","-","-","-","-","X","-","-","-","-","-","-","-","-","-","-","-","-","-","-","-","-"]
["P3E-2P-CN主机","V10640",9000732,"未发布","P3E-2P ","P3E-2P ",null,"国内","CN",null,1,"SuZhou","-","-","-","-","-","-","-","-","-","-","-","-","-","-","-","-","-","-","-","-","-","-","-","-","-","-","-","-","-","-","-","-","X","-","-","-","-","-","-","-","-","-","-","-","-","-","-","-"]
["P3-3C-CN主机","V10633",9000721,"未发布","P3-3C ","P3-3C ",null,"国内","CN",null,1,"SuZhou","-","-","-","-","-","-","-","-","-","-","-","-","-","-","-","-","-","-","-","-","-","-","-","-","-","-","-","-","-","-","-","-","-","X","-","-","-","-","-","-","-","-","-","-","-","-","-","-"]
["P3-7L-CN主机","V10637",9000727,"未发布","P3-7L ","P3-7L ",null,"国内","CN",null,1,"SuZhou","-","-","-","-","-","-","-","-","-","-","-","-","-","-","-","-","-","-","-","-","-","-","-","-","-","-","-","-","-","-","-","-","-","-","X","-","-","-","-","-","-","-","-","-","-","-","-","-"]
["P3-2P-CN主机","V10641",9000733,"未发布","P3-2P ","P3-2P ",null,"国内","CN",null,1,"SuZhou","-","-","-","-","-","-","-","-","-","-","-","-","-","-","-","-","-","-","-","-","-","-","-","-","-","-","-","-","-","-","-","-","-","-","-","X","-","-","-","-","-","-","-","-","-","-","-","-"]
["P5-3C-CN主机","V10634",9000723,"启用","P5-3C ","P5-3C ",null,"国内","CN",null,1,"SuZhou","-","-","-","-","-","-","-","-","-","-","-","-","-","-","-","-","-","-","-","-","-","-","-","-","-","-","-","-","-","-","-","-","-","-","-","-","X","-","-","-","-","-","-","-","-","-","-","-"]
["P5-7L-CN主机","V10638",9000729,"启用","P5-7L ","P5-7L ",null,"国内","CN",null,1,"SuZhou","-","-","-","-","-","-","-","-","-","-","-","-","-","-","-","-","-","-","-","-","-","-","-","-","-","-","-","-","-","-","-","-","-","-","-","-","-","X","-","-","-","-","-","-","-","-","-","-"]
["P5-2P-CN主机","V10642",9000735,"启用","P5-2P ","P5-2P ",null,"国内","CN",null,1,"SuZhou","-","-","-","-","-","-","-","-","-","-","-","-","-","-","-","-","-","-","-","-","-","-","-","-","-","-","-","-","-","-","-","-","-","-","-","-","-","-","X","-","-","-","-","-","-","-","-","-"]
["P7E-3C-CN主机","V10635",9000724,"未发布","P7E-3C ","P7E-3C ",null,"国内","CN",null,1,"SuZhou","-","-","-","-","-","-","-","-","-","-","-","-","-","-","-","-","-","-","-","-","-","-","-","-","-","-","-","-","-","-","-","-","-","-","-","-","-","-","-","X","-","-","-","-","-","-","-","-"]
["P7E-7L-CN主机","V10639",9000730,"未发布","P7E-7L ","P7E-7L ",null,"国内","CN",null,1,"SuZhou","-","-","-","-","-","-","-","-","-","-","-","-","-","-","-","-","-","-","-","-","-","-","-","-","-","-","-","-","-","-","-","-","-","-","-","-","-","-","-","-","X","-","-","-","-","-","-","-"]
["P7E-2P-CN主机","V10643",9000736,"未发布","P7E-2P ","P7E-2P ",null,"国内","CN",null,1,"SuZhou","-","-","-","-","-","-","-","-","-","-","-","-","-","-","-","-","-","-","-","-","-","-","-","-","-","-","-","-","-","-","-","-","-","-","-","-","-","-","-","-","-","X","-","-","-","-","-","-"]
["P7-3C-CN主机","V10623",9000725,"未发布","P7-3C ","P7-3C ",null,"国内","CN",null,1,"SuZhou","-","-","-","-","-","-","-","-","-","-","-","-","-","-","-","-","-","-","-","-","-","-","-","-","-","-","-","-","-","-","-","-","-","-","-","-","-","-","-","-","-","-","X","-","-","-","-","-"]
["P7-7L-CN主机","V10625",9000731,"未发布","P7-7L ","P7-7L ",null,"国内","CN",null,1,"SuZhou","-","-","-","-","-","-","-","-","-","-","-","-","-","-","-","-","-","-","-","-","-","-","-","-","-","-","-","-","-","-","-","-","-","-","-","-","-","-","-","-","-","-","-","X","-","-","-","-"]
["P7-2P-CN主机","V10627",9000737,"未发布","P7-2P ","P7-2P ",null,"国内","CN",null,1,"SuZhou","-","-","-","-","-","-","-","-","-","-","-","-","-","-","-","-","-","-","-","-","-","-","-","-","-","-","-","-","-","-","-","-","-","-","-","-","-","-","-","-","-","-","-","-","X","-","-","-"]
[]
["P5E-3C-CN主机-CS","V10622",9000831,"停用","P5E-3C","P5E-3C",null,"国内","CN",null,1,"ChangSha","-","-","-","-","-","-","-","-","-","-","-","-","-","-","-","-","-","-","-","-","-","-","-","-","-","-","-","-","-","-","-","-","-","-","-","-","-","-","-","-","-","-","-","-","-","X","-","-"]
["P5E-7L-CN主机-CS","V10624",9000833,"停用","P5E-7L","P5E-7L",null,"国内","CN",null,1,"ChangSha","-","-","-","-","-","-","-","-","-","-","-","-","-","-","-","-","-","-","-","-","-","-","-","-","-","-","-","-","-","-","-","-","-","-","-","-","-","-","-","-","-","-","-","-","-","-","X","-"]
["P5E-2P-CN主机-CS","V10626",9000835,"停用","P5E-2P ","P5E-2P ",null,"国内","CN",null,1,"ChangSha","-","-","-","-","-","-","-","-","-","-","-","-","-","-","-","-","-","-","-","-","-","-","-","-","-","-","-","-","-","-","-","-","-","-","-","-","-","-","-","-","-","-","-","-","-","-","-","X"]
["AP2_3C弧阵套件-CS",null,2000347,"停用","AP2_3C弧阵套件-CS","AP2_3C",null,"国内","CN",null,1,"SuZhou","-","-","-","X","-","-","-","-","-","-","-","-","-","-","-","-","-","-","-","-","-","-","-","-","-","-","-","-","-","-","-","-","-","-","-","-","-","-","-","-","-","-","-","-","-","-","-","-"]
["AP2_7L线阵套件-CS",null,2000348,"停用","AP2_7L线阵套件-CS","AP2_7L",null,"国内","CN",null,1,"SuZhou","-","-","-","-","X","-","-","-","-","-","-","-","-","-","-","-","-","-","-","-","-","-","-","-","-","-","-","-","-","-","-","-","-","-","-","-","-","-","-","-","-","-","-","-","-","-","-","-"]
["AP2_2P相控阵套件-CS",null,2000349,"停用","AP2_2P相控阵套件-CS","AP2_2P",null,"国内","CN",null,1,"SuZhou","-","-","-","-","-","X","-","-","-","-","-","-","-","-","-","-","-","-","-","-","-","-","-","-","-","-","-","-","-","-","-","-","-","-","-","-","-","-","-","-","-","-","-","-","-","-","-","-"]
[]
["OEM-威高-Q5S-3C-System bom","V40036",9000714,"启用","OEM-威高-Q5S-3C 主机","OEM-Q5S-3C-System bom",null,"国内","CN",null,1,"SuZhou","-","-","-","-","-","-","-","-","-","-","-","-","-","-","-","X","-","-","-","-","-","-","-","-","-","-","-","-","-","-","-","-","-","-","-","-","-","-","-","-","-","-","-","-","-","-","-","-"]
["OEM-威高-Q5S-7L-System bom","V40037",9000715,"启用","OEM-威高-Q5S-7L 主机","OEM-Q5S-7L-System bom",null,"国内","CN",null,1,"SuZhou","-","-","-","-","-","-","-","-","-","-","-","-","-","-","-","-","X","-","-","-","-","-","-","-","-","-","-","-","-","-","-","-","-","-","-","-","-","-","-","-","-","-","-","-","-","-","-","-"]
["OEM-威高-Q5S-2P-System bom","V40038",9000716,"启用","OEM-威高-Q5S-2P 主机","OEM-Q5S-2P-System bom",null,"国内","CN",null,1,"SuZhou","-","-","-","-","-","-","-","-","-","-","-","-","-","-","-","-","-","X","-","-","-","-","-","-","-","-","-","-","-","-","-","-","-","-","-","-","-","-","-","-","-","-","-","-","-","-","-","-"]
[]
["Power cable(select one)"]
["国标两芯交流电源线","V30468",3201058,"启用","国标两芯交流电源线","AC Power Cord CHN",null,"国内","ALL",null,1,"ChangSha/SuZhou","-","-","-","X","X","X","-","-","-","-","-","-","-","-","-","-","-","-","-","-","-","-","-","-","-","-","-","-","-","-","X","X","X","X","X","X","X","X","X","X","X","X","X","X","X","X","X","X"]
[]
["User Manual(select one)"]
["掌上彩色超声诊断仪基本用户手册","V30391",8000279,"启用","掌上彩色超声诊断仪基本用户手册","VINNO Q series Basic User Manual_CN",null,"国内","CN",null,1,"SuZhou","-","-","-","-",null,"-","X","X","X","X","X","X","X","X","X","X","X","X","-","-","-","-","-","-","-","-","-","-","-","-","-","-","-","-","-","-","-","-","-","-","-","-","-","-","-","-",null,"-"]
["VINNO P Series Basic User Manual ZH-CN-CS","V30640",8000565,"启用","P系列彩色超声诊断仪基本用户手册","VINNO P Series Basic User Manual ZH-CN-CS",null,"国内","CN",null,1,"ChangSha/SuZhou","-","-","-","-","X","-","-","-","-","-","-","-","-","-","-","-","-","-","-","-","-","-","-","-","-","-","-","-","-","-","-","-","-","-","-","-","-","-","-","-","-","-","-","-","-","X","X","X"]
["VINNO P Series Basic User Manual ZH-CN","V30770",8000518,"启用","P系列彩色超声诊断仪基本用户手册","VINNO P Series Basic User Manual ZH-CN",null,"国内","CN",null,1,"SuZhou","-","-","-",null,"-",{"$nulls":16},"-",null,null,null,"-",null,null,null,"-","X","X","X","X","X","X","X","X","X","X","X","X","X","X","X","-","-","-"]
[]
["Quick Guide (select one)"]
["掌上彩色超声诊断仪快速指南","V30393",8000340,"启用","掌上彩色超声诊断仪快速指南_ZH-CN","VINNO Q series Quick Guide_CN ",null,"国内","CN",null,1,"SuZhou","-","-","-","-","-","-","X","X","X","X","X","X","X","X","X","X","X","X","-","-","-","-","-","-","-","-","-","-","-","-","-","-","-","-","-","-","-","-","-","-","-","-","-","-","-","-","-","-"]
["掌上彩色超声诊断仪快速指南","V30853",8000647,"启用","掌上彩色超声诊断仪快速指南_ZH-CN","VINNO Q+ series Quick Guide_CN",null,"国内","CN",null,1,"ChangSha","-","-","-",null,"-",{"$nulls":13},"X","X","X","X","X","X","X","X","X","X","X","X",{"$nulls":16},"-"]
[]
["*Software"]
["飞依诺 Q 系列超声诊断仪软件 V1.9","V30428",8000425,"启用","飞依诺 Q 系列超声诊断仪软件 V1.9","VINNO software V1.9 for Q series ",null,"国内","CN",null,2,"SuZhou","-","-","-","-","-","-","X","X","X","X","X","X","X","X","X","X","X","X","-","-","-","-","-","-","-","-","-","-","-","-","-","-","-","-","-","-","-","-","-","-","-","-","-","-","-","-","-","-"]
["飞依诺P系列超声诊断仪软件（安卓版）V1.10","V30565",8000548,"启用","飞依诺P系列超声诊断仪软件（安卓版）V1.10","VINNO P Series software V1.10",null,"国内","CN",null,2,"ChangSha/SuZhou","-","-","-","X","X","X","-","-","-","-","-","-","-","-","-","-","-","-","-","-","-","-","-","-","-","-","-","-","-","-","X","X","X","X","X","X","X","X","X","X","X","X","X","X","X","X","X","X"]
["飞依诺Q+系列超声诊断仪软件","V30756",8000624,"启用","飞依诺Q+系列超声诊断仪软件","VINNO Q+ Series software",null,"国内","CN",null,2,"ChangSha/SuZhou","X","X","X",{"$nulls":15},"X","X","X","X","X","X","X","X","X","X","X","X"]
[]
["Optional Features"]
["VSpeckle I","V30598",6000257,"停用","I型组织斑点噪声抑制技术","VSpeckle I",null,"海外/国内","ALL",null,2,"ChangSha/SuZhou","X","X","X","-","-","-","X","X","X","X","X","X","X","X","X","X","X","X","X","X","X","X","X","X","X","X","X","X","X","X","-","-","-","-","-","-","-","-","-","-","-","-","-","-","-","-","-","-"]
["VSpeckle ","V30209",6000087,"启用","组织斑点噪声抑制","VSpeckle ",null,"海外/国内","ALL",null,2,"ChangSha/SuZhou","X","X","X","X","X","X","X","X","X","X","X","X","X","X","X","X","X","X","X","X","X","X","X","X","X","X","X","X","X","X","X","X","X","X","X","X","X","X","X","X","X","X","X","X","X","X","X","X"]
["VFusion","V30583",6000241,"启用","复合超声成像","VFusion",null,"海外/国内","ALL",null,2,"ChangSha/SuZhou","X","X","-","X","X","-","X","X","-","X","X","-","X","X","-","X","X","-","X","X","X","X","X","X","X","X","-","-","-","-","X","X","-","X","X","-","X","X","-","X","X","-","X","X","-","X","X","-"]
["Auto optimization","V30584",6000242,"启用","自动优化功能","Auto optimization",null,"海外/国内","ALL",null,2,"ChangSha/SuZhou","X","X","X","X","X","X","X","X","X","X","X","X","X","X","X","X","X","X","X","X","X","X","X","X","X","X","X","X","X","X","X","X","X","X","X","X","X","X","X","X","X","X","X","X","X","X","X","X"]
["PWD","V30586",6000244,"启用","脉冲多普勒","PWD",null,"海外/国内","ALL",null,2,"ChangSha/SuZhou","X","X","X","X","X","X","X","X","X","X","X","X","X","X","X","X","X","X","X","X","X","X","X","X","X","X","X","X","X","X","X","X","X","X","X","X","X","X","X","X","X","X","X","X","X","X","X","X"]
["Readzoom","V30590",6000248,"启用","局部放大","Readzoom",null,"海外/国内","ALL",null,2,"ChangSha/SuZhou","X","X","X","-","-","-","X","X","X","X","X","X","X","X","X","X","X","X","X","X","X","X","X","X","X","X","X","X","X","X","X","X","X","X","X","X","X","X","X","X","X","X","X","X","X","-","-","-"]
["CFI function","V30591",6000249,"启用","彩色多普勒","CFI function",null,"海外/国内","ALL",null,2,"ChangSha/SuZhou","X","X","X","X","X","X","X","X","X","X","X","X","X","X","X","X","X","X","X","X","X","X","X","X","X","X","X","X","X","X","X","X","X","X","X","X","X","X","X","X","X","X","X","X","X","X","X","X"]
["CF Velocity Profile","V30593",6000251,"启用","血流速度分布图","CF Velocity Profile",null,"海外/国内","ALL",null,2,"ChangSha/SuZhou","X","X","X","-","-","-","X","X","X","X","X","X","X","X","X","X","X","X","X","X","X","X","X","X","X","X","X","X","X","X","-","-","-","-","-","-","-","-","-","-","-","-","-","-","-","-","-","-"]
["advanced CFI","V30594",6000252,"启用","高灵敏度彩色多普勒","advanced CFI",null,"海外/国内","ALL",null,2,"ChangSha/SuZhou","-","-","-","-","-","-","-","-","-","-","-","-","-","-","-","-","-","-","X","X","X","-","-","-","-","-","-","-","-","-","-","-","-","-","-","-","-","-","-","-","-","-","-","-","-","-","-","-"]
["B/Color steer","V30595",6000253,"启用","灰阶与彩色独立偏转","B/Color steer",null,"海外/国内","ALL",null,2,"ChangSha/SuZhou","-","X","-","-","X","-","-","X","-","-","X","-","-","X","-","-","X","-","-","-","-","-","X","X","X","X","-","-","-","-","-","X","-","-","X","-","-","X","-","-","X","-","-","X","-","-","X","-"]
["Image Clipboard","V30597",6000255,"启用","图像剪贴板功能","Image Clipboard",null,"海外/国内","ALL",null,2,"ChangSha/SuZhou","X","X","X","X","X","X","X","X","X","X","X","X","X","X","X","X","X","X","X","X","X","X","X","X","X","X","X","X","X","X","X","X","X","X","X","X","X","X","X","X","X","X","X","X","X","X","X","X"]
["VTissue","V30041",3200487,"启用","组织速度特征成像","VTissue",null,"海外/国内","ALL",null,2,"ChangSha/SuZhou","-","-","-","-","-","-","Δ","Δ","Δ","Δ","Δ","Δ","Δ","Δ","Δ","Δ","Δ","Δ","Δ","X","X","-","-","-","-","-","-","-","-","-","-","-","-","-","-","-","-","-","-","-","-","-","-","-","-","-","-","-"]
["Easy Compare","V30063",6000028,"启用","记忆追踪对比技术","Easy Compare",null,"海外/国内","ALL",null,2,"ChangSha/SuZhou","X","X","X","-","-","-","X","X","X","X","X","X","X","X","X","X","X","X","X","X","X","X","X","X","X","X","X","X","X","X","-","-","-","-","-","-","-","-","-","-","-","-","-","-","-","-","-","-"]
["Duplex/Triplex 2D/Color/PW","V30081",6000035,"启用","二同步/三同步图像显示","Duplex/Triplex 2D/Color/PW",null,"海外/国内","ALL",null,2,"ChangSha/SuZhou","-","-","-","-","-","-","-","-","-","-","-","-","-","-","-","-","-","-","-","-","X","-","-","-","-","-","-","-","-","-","-","-","-","-","-","-","-","-","-","-","-","-","-","-","-","-","-","-"]
["CWD","V30051",6000016,"启用","连续多普勒","CWD",null,"海外/国内","ALL",null,2,"ChangSha/SuZhou","-","-","-","-","-","-","-","-","-","-","-","-","-","-","-","-","-","-","X","X","X","-","-","-","-","-","-","-","-","-","-","-","-","-","-","-","-","-","-","-","-","-","-","-","-","-","-","-"]
["FULL screen","V30310",6000143,"启用","全屏显示","FULL screen",null,"海外/国内","ALL",null,2,"ChangSha/SuZhou","X","X","X","O","O","O","O","O","O","O","O","O","X","X","X","O","O","O","X","X","X","X","X","X","X","X","X","X","X","X","X","X","X","X","X","X","X","X","X","X","X","X","X","X","X","X","X","X"]
["Smart Touch Zoom","V30175",6000067,"启用","图像触摸屏缩放操作模式","Smart Touch Zoom",null,"海外/国内","ALL",null,2,"ChangSha/SuZhou","X","X","X","X","X","X","X","X","X","X","X","X","X","X","X","X","X","X","X","X","X","X","X","X","X","X","X","X","X","X","X","X","X","X","X","X","X","X","X","X","X","X","X","X","X","X","X","X"]
["PDI function","V30592",6000250,"启用","能量多普勒","PDI function",null,"海外/国内","ALL",null,2,"ChangSha/SuZhou","X","X","X","-","-","-","X","X","X","X","X","X","X","X","X","X","X","X","X","X","X","X","X","X","X","X","X","X","X","X","X","X","X","X","X","X","X","X","X","X","X","X","X","X","X","X","X","X"]
["B+CF simultaneously ","V30064",6000029,"启用","灰阶与彩色双幅显示","B+CF simultaneously ",null,"海外/国内","ALL",null,2,"ChangSha/SuZhou","X","X","X","X","X","X","X","X","X","X","X","X","X","X","X","X","X","X","X","X","X","X","X","X","X","X","X","X","X","X","-","-","-","-","-","-","-","-","-","-","-","-","-","-","-","-","-","-"]
["TView ","V30052",6000017,"启用","梯形成像","TView ",null,"海外/国内","ALL",null,2,"ChangSha/SuZhou","X","X","X","O","O","O","O","O","O","O","O","O","O","O","O","X","X","X","-","X","X","X","-","X","X","X","X","X","X","X","X","X","X","X","X","X","X","X","X","X","X","X","X","X","X","X","X","X"]
["Pview","V30031",3200470,"启用","宽景成像","Pview",null,"海外/国内","ALL",null,2,"ChangSha/SuZhou","-","-","-","-","-","-","O","O","O","O","O","O","O","O","O","X","X","X","X","X","X","-","-","-","-","-","-","-","-","-","-","-","-","-","-","-","-","-","-","-","-","-","-","-","-","-","-","-"]
["MAM (multi angle M mode)","V30021",6000008,"启用","全方位M型","MAM (multi angle M mode)",null,"海外/国内","ALL",null,2,"ChangSha/SuZhou","X","X","X","-","-","-","O","-","-","O","O","O","O","O","O","-","-","-","X","X","X","X","X","X","X","X","X","X","X","X","-","-","-","X","X","X","X","X","X","-","-","-","X","X","X","X","X","X"]
["Color M mode","V30061",6000026,"启用","彩色M型","Color M mode",null,"海外/国内","ALL",null,2,"ChangSha/SuZhou","X","X","X","-","-","-","O","-","-","O","O","O","O","O","O","-","-","-","X","X","-","X","X","X","-","X","-","X","-","X","-","-","-","X","X","X","X","X","X","-","-","-","X","X","X","-","-","-"]
["Tissue Doppler (TD)","V30065",6000030,"启用","组织多普勒","Tissue Doppler (TD)",null,"海外/国内","ALL",null,2,"ChangSha/SuZhou","-","-","-","-","-","-","-","-","Δ","-","-","Δ","-","-","Δ","-","-","Δ","X","X","X","-","-","-","-","-","-","-","-","-","-","-","-","-","-","-","-","-","-","-","-","-","-","-","-","-","-","-"]
["Tissue Velocity Imaging (TVI)","V30036",3200475,"启用","组织速度成像","Tissue Velocity Imaging (TVI)",null,"海外/国内","ALL",null,2,"ChangSha/SuZhou","-","-","-","-","-","-","-","-","Δ","-","-","Δ","-","-","Δ","-","-","Δ","X","X","X","-","-","-","-","-","-","-","-","-","-","-","-","-","-","-","-","-","-","-","-","-","-","-","-","-","-","-"]
["Tissue Velocity M-mode (TVM)","V30039",3200483,"启用","组织速度M型","Tissue Velocity M-mode (TVM)",null,"海外/国内","ALL",null,2,"ChangSha/SuZhou","-","-","-","-","-","-","-","-","Δ","-","-","Δ","-","-","Δ","-","-","Δ","X","X","X","-","-","-","-","-","-","-","-","-","-","-","-","-","-","-","-","-","-","-","-","-","-","-","-","-","-","-"]
["Tissue Power Imaging (TPI)","V30170",6000069,"启用","组织多普勒能量图","Tissue Power Imaging (TPI)",null,"海外/国内","ALL",null,2,"ChangSha/SuZhou","-","-","-","-","-","-","-","-","Δ","-","-","Δ","-","-","Δ","-","-","Δ","X","X","X","-","-","-","-","-","-","-","-","-","-","-","-","-","-","-","-","-","-","-","-","-","-","-","-","-","-","-"]
["Auto IMT","V30033",3200472,"启用","颈动脉内中膜自动测量","Auto IMT",null,"海外/国内","ALL",null,2,"ChangSha/SuZhou","-","-","-","-","-","-","-","O","-","-","O","-","-","O","-","-","O","-","X","X","X","-","-","-","-","-","-","-","-","-","-","-","-","-","-","-","-","-","-","-","-","-","-","-","-","-","-","-"]
["Auto EF","V30149",6000062,"启用","左心室射血分数自动测量包","Auto EF",null,"海外/国内","ALL",null,2,"ChangSha/SuZhou","-","-","-","-","-","-","-","-","O","-","-","O","-","-","O","-","-","O","X","X","X","-","-","-","-","-","-","-","-","-","-","-","-","-","-","-","-","-","-","-","-","-","-","-","-","-","-","-"]
["Auto OB","V30171",6000070,"启用","产科自动测量","Auto OB",null,"海外/国内","ALL",null,2,"ChangSha/SuZhou","-","-","-","-","-","-","X","-","-","X","-","-","X","-","-","X","-","-","X","X","X","-","-","-","-","-","-","-","-","-","-","-","-","-","-","-","-","-","-","-","-","-","-","-","-","-","-","-"]
["Auto Bladder","V30172",6000071,"启用","膀胱自动测量","Auto Bladder",null,"海外/国内","ALL",null,2,"ChangSha/SuZhou","-","-","-","-","-","-","X","-","-","X","-","-","X","-","-","X","-","-","X","X","X","-","-","-","-","-","-","-","-","-","-","-","-","-","-","-","-","-","-","-","-","-","-","-","-","-","-","-"]
["Elastic imaging","V30053",6000018,"启用","Elastic imaging压力式弹性成像","Elastic imaging",null,"海外/国内","ALL",null,2,"ChangSha/SuZhou","-","-","-","-","-","-","-","-","-","-","-","-","-","-","-","-","-","-","X","X","X","-","-","-","-","-","-","-","-","-","-","-","-","-","-","-","-","-","-","-","-","-","-","-","-","-","-","-"]
["Contrast imaging","V30054",6000019,"启用","CBI微泡造影成像","Contrast imaging",null,"海外/国内","ALL",null,2,"ChangSha/SuZhou","-","-","-","-","-","-","-","-","-","-","-","-","-","-","-","-","-","-","X","X","X","-","-","-","-","-","-","-","-","-","-","-","-","-","-","-","-","-","-","-","-","-","-","-","-","-","-","-"]
["vFlash","V30176",6000072,"启用","声动力成像","vFlash",null,"海外/国内","ALL",null,2,"ChangSha/SuZhou","-","-","-","-","-","-","-","-","-","-","-","-","-","-","-","-","-","-","X","X","X","-","-","-","-","-","-","-","-","-","-","-","-","-","-","-","-","-","-","-","-","-","-","-","-","-","-","-"]
["Needle enhancement","V30080",6000034,"启用","穿刺增强","Needle enhancement",null,"海外/国内","ALL",null,2,"ChangSha/SuZhou","-","X","-","-","O","-","-","X","-","-","X","-","-","X","-","-","X","-","-","-","-","-","X","X","X","X","-","-","-","-","-","X","-","-","X","-","-","X","-","-","X","-","-","X","-","-","X","-"]
["SGC","V30107",6000050,"启用","扫描增益补偿","SGC",null,"海外/国内","ALL",null,2,"ChangSha/SuZhou","X","X","X","-","-","-","O","O","O","O","O","O","X","X","X","O","O","O","X","X","X","X","X","X","X","X","X","X","X","X","-","-","-","-","-","-","-","-","-","-","-","-","-","-","-","-","-","-"]
["Tutorials","V30195",6000079,"启用","超声教学功能","Tutorials",null,"海外/国内","ALL",null,2,"ChangSha/SuZhou","X","X","X","-","-","-","X","X","X","X","X","X","X","X","X","X","X","X","X","X","X","X","X","X","X","X","X","X","X","X","X","X","X","X","X","X","X","X","X","X","X","X","X","X","X","X","X","X"]
["PWV","V30210",6000088,"启用","脉搏波定量分析","PWV",null,"海外/国内","ALL",null,2,"ChangSha/SuZhou","-","-","-","-","-","-","-","Δ","-","-","Δ","-","-","Δ","-","-","Δ","-","X","X","X","-","-","-","-","-","-","-","-","-","-","-","-","-","-","-","-","-","-","-","-","-","-","-","-","-","-","-"]
["Stress Echo","V30211",6000089,"启用","负荷成像","Stress Echo",null,"海外/国内","ALL",null,2,"ChangSha/SuZhou","-","-","-","-","-","-","-","-","Δ","-","-","Δ","-","-","Δ","-","-","Δ","X","X","X","-","-","-","-","-","-","-","-","-","-","-","-","-","-","-","-","-","-","-","-","-","-","-","-","-","-","-"]
["2D auto follicle","V30212",6000090,"启用","二维卵泡自动测量","2D auto follicle",null,"海外/国内","ALL",null,2,"ChangSha/SuZhou","-","-","-","-","-","-","O","-","-","O","-","-","O","-","-","O","-","-","X","X","X","-","-","-","-","-","-","-","-","-","-","-","-","-","-","-","-","-","-","-","-","-","-","-","-","-","-","-"]
["HSG","V30215",6000092,"启用","输卵管容积造影","HSG",null,"海外/国内","ALL",null,2,"ChangSha/SuZhou","-","-","-","-","-","-","-","-","-","-","-","-","-","-","-","-","-","-","X","X","X","-","-","-","-","-","-","-","-","-","-","-","-","-","-","-","-","-","-","-","-","-","-","-","-","-","-","-"]
["VINNO  Cardiac Quantification","V30291",6000101,"启用","辅助诊疗功能","VINNO   Cardiac Quantification",null,"海外/国内","ALL",null,2,"ChangSha/SuZhou","-","-","-","-","-","-","-","-","O","-","-","O","-","-","O","-","-","O","X","X","X","-","-","-","-","-","-","-","-","-","-","-","-","-","-","-","-","-","-","-","-","-","-","-","-","-","-","-"]
["Zone Imaging","V30303",6000132,"启用","全御相关成像","Zone Imaging",null,"海外/国内","ALL",null,2,"ChangSha/SuZhou","-","-","-","-","-","-","-","-","-","-","-","-","-","-","-","-","-","-","X","X","X","-","-","-","-","-","-","-","-","-","-","-","-","-","-","-","-","-","-","-","-","-","-","-","-","-","-","-"]
[" VFlow","V30355",6000168,"启用","高灵敏度血流"," VFlow",null,"海外/国内","ALL",null,2,"ChangSha/SuZhou","-","-","-","-","-","-","-","-","-","-","-","-","-","-","-","-","-","-","X","X","X","-","-","-","-","-","-","-","-","-","-","-","-","-","-","-","-","-","-","-","-","-","-","-","-","-","-","-"]
["Strain Imaging","V30356",6000169,"启用","应变成像","Strain Imaging",null,"海外/国内","ALL",null,2,"ChangSha/SuZhou","-","-","-","-","-","-","-","-","-","-","-","-","-","-","-","-","-","-","X","X","X","-","-","-","-","-","-","-","-","-","-","-","-","-","-","-","-","-","-","-","-","-","-","-","-","-","-","-"]
["VAid (Real-time Auto Breast Lesion Detection)","V30357",6000170,"启用","乳腺自动化病灶辅助检测","VAid (Real-time Auto Breast Lesion Detection)",null,"海外/国内","ALL",null,2,"ChangSha/SuZhou","-","-","-","-","-","-","-","-","-","-","-","-","-","-","-","-","-","-","X","X","X","-","-","-","-","-","-","-","-","-","-","-","-","-","-","-","-","-","-","-","-","-","-","-","-","-","-","-"]
["VReport","V30363",6000173,"启用","VReport（软件）","VReport",null,"海外/国内","ALL",null,2,"ChangSha/SuZhou","X","X","X","O","O","O","O","O","O","O","O","O","O","O","O","O","O","O","X","X","X","X","X","X","X","X","X","X","X","X","-","-","-","-","-","-","-","-","-","-","-","-","-","-","-","-","-","-"]
["VSPORT","V30386",6000177,"启用","运动版","VSPORT",null,"海外/国内","ALL",null,2,"ChangSha/SuZhou","-","-","-","-","-","-","-","-","-","-","-","-","-","-","-","-","-","-","X","X","X","-","-","-","-","-","-","-","-","-","-","-","-","-","-","-","-","-","-","-","-","-","-","-","-","-","-","-"]
["Emergency","V30463",6000186,"启用","急诊包","Emergency",null,"海外/国内","ALL",null,2,"ChangSha/SuZhou","X","X","X","-","-","-","-","-","-","-","-","-","-","-","-","-","-","-","X","X","X","X","X","X","X","X","X","X","X","X","-","-","-","-","-","-","-","-","-","-","-","-","-","-","-","-","-","-"]
["Nephrology","V30464",6000187,"启用","肾内（血管通路）包","Nephrology",null,"海外/国内","ALL",null,2,"ChangSha/SuZhou","-","-","-","-","-","-","-","-","-","-","-","-","-","-","-","-","-","-","X","X","X","-","-","-","-","-","-","-","-","-","-","-","-","-","-","-","-","-","-","-","-","-","-","-","-","-","-","-"]
["ICU","V30465",6000188,"启用","重症包","ICU",null,"海外/国内","ALL",null,2,"ChangSha/SuZhou","-","-","-","-","-","-","-","-","-","-","-","-","-","-","-","-","-","-","X","X","X","-","-","-","-","-","-","-","-","-","-","-","-","-","-","-","-","-","-","-","-","-","-","-","-","-","-","-"]
["anesthesia package","V30419",6000182,"启用","神经麻醉包","anesthesia package",null,"海外/国内","ALL",null,2,"ChangSha/SuZhou","-","-","-","-","-","-","-","-","-","-","-","-","-","-","-","-","-","-","X","X","X","-","-","-","-","-","-","-","-","-","-","-","-","-","-","-","-","-","-","-","-","-","-","-","-","-","-","-"]
["MSK package","V30361",6000172,"启用","MSK包","MSK package",null,"海外/国内","ALL",null,2,"ChangSha/SuZhou","-","-","-","-","-","-","-","-","-","-","-","-","-","-","-","-","-","-","X","X","X","-","-","-","-","-","-","-","-","-","-","-","-","-","-","-","-","-","-","-","-","-","-","-","-","-","-","-"]
["Remote Examination","V30420",6000183,"启用","远程考核","Remote Examination",null,"海外/国内","ALL",null,2,"ChangSha/SuZhou","X","X","X","-","-","-","X","X","X","X","X","X","X","X","X","X","X","X","X","X","X","X","X","X","X","X","X","X","X","X","-","-","-","-","-","-","-","-","-","-","-","-","-","-","-","-","-","-"]
["Auto Flow Volume","V30531",6000205,"启用","血流量自动测量","Auto Flow Volume",null,"海外/国内","ALL",null,2,"ChangSha/SuZhou","-","-","-","-","O","-","-","O","-","-","O","-","-","O","-","-","O","-","X","X","X","-","-","-","-","-","-","-","-","-","-","X","-","-","X","-","-","X","-","-","X","-","-","X","-","-","X","-"]
[]
[]
["3D imaging","V30135",6000057,"启用","三维成像","3D imaging",null,"海外/国内","ALL",null,2,"ChangSha/SuZhou","-","-","-","-","-","-","-","-","-","-","-","-","-","-","-","-","-","-","X","X","X","-","-","-","-","-","-","-","-","-","-","-","-","-","-","-","-","-","-","-","-","-","-","-","-","-","-","-"]
["Real-time grayscale 4D","V30066",6000031,"启用","实时灰阶四维","Real-time grayscale 4D",null,"海外/国内","ALL",null,2,"ChangSha/SuZhou","-","-","-","-","-","-","-","-","-","-","-","-","-","-","-","-","-","-","X","X","X","-","-","-","-","-","-","-","-","-","-","-","-","-","-","-","-","-","-","-","-","-","-","-","-","-","-","-"]
["Tomographic display (Mcut)","V30067",6000032,"启用","超声断层成像","Tomographic display (Mcut)",null,"海外/国内","ALL",null,2,"ChangSha/SuZhou","-","-","-","-","-","-","-","-","-","-","-","-","-","-","-","-","-","-","X","X","X","-","-","-","-","-","-","-","-","-","-","-","-","-","-","-","-","-","-","-","-","-","-","-","-","-","-","-"]
["Parameter adjustable after freeze","V30368",6000176,"启用","冻结后调节参数","Parameter adjustable after freeze",null,"海外/国内","ALL",null,2,"ChangSha/SuZhou","-","-","-","-","-","-","-","-","-","-","-","-","-","-","-","-","-","-","X","X","X","-","-","-","-","-","-","-","-","-","-","-","-","-","-","-","-","-","-","-","-","-","-","-","-","-","-","-"]
["HQ (High Quality) 3D/4D","V30035",3200474,"启用","羊膜腔镜成像技术","HQ (High Quality) 3D/4D",null,"海外/国内","ALL",null,2,"ChangSha/SuZhou","-","-","-","-","-","-","-","-","-","-","-","-","-","-","-","-","-","-","X","X","X","-","-","-","-","-","-","-","-","-","-","-","-","-","-","-","-","-","-","-","-","-","-","-","-","-","-","-"]
["Auto NT","V30040",3200484,"启用","自动颈项透明层测量","Auto NT",null,"海外/国内","ALL",null,2,"ChangSha/SuZhou","-","-","-","-","-","-","-","-","-","-","-","-","-","-","-","-","-","-","X","X","X","-","-","-","-","-","-","-","-","-","-","-","-","-","-","-","-","-","-","-","-","-","-","-","-","-","-","-"]
["Inversion mode","V30057",6000022,"启用","灰阶反转模式","Inversion mode",null,"海外/国内","ALL",null,2,"ChangSha/SuZhou","-","-","-","-","-","-","-","-","-","-","-","-","-","-","-","-","-","-","X","X","X","-","-","-","-","-","-","-","-","-","-","-","-","-","-","-","-","-","-","-","-","-","-","-","-","-","-","-"]
["Magic cut","V30058",6000023,"启用","魔术刀","Magic cut",null,"海外/国内","ALL",null,2,"ChangSha/SuZhou","-","-","-","-","-","-","-","-","-","-","-","-","-","-","-","-","-","-","X","X","X","-","-","-","-","-","-","-","-","-","-","-","-","-","-","-","-","-","-","-","-","-","-","-","-","-","-","-"]
["Smart touch panel 3D/4D operation","V30059",6000024,"启用","智能三维/四维触摸屏操作模式","Smart touch panel 3D/4D operation",null,"海外/国内","ALL",null,2,"ChangSha/SuZhou","-","-","-","-","-","-","-","-","-","-","-","-","-","-","-","-","-","-","X","X","X","-","-","-","-","-","-","-","-","-","-","-","-","-","-","-","-","-","-","-","-","-","-","-","-","-","-","-"]
["Free view","V30060",6000025,"启用","容积超声断层成像","Free view",null,"海外/国内","ALL",null,2,"ChangSha/SuZhou","-","-","-","-","-","-","-","-","-","-","-","-","-","-","-","-","-","-","X","X","X","-","-","-","-","-","-","-","-","-","-","-","-","-","-","-","-","-","-","-","-","-","-","-","-","-","-","-"]
["Smart 3D Volume Calculation","V30177",6000073,"启用","智能三维容积计算","Smart 3D Volume Calculation",null,"海外/国内","ALL",null,2,"ChangSha/SuZhou","-","-","-","-","-","-","-","-","-","-","-","-","-","-","-","-","-","-","X","X","X","-","-","-","-","-","-","-","-","-","-","-","-","-","-","-","-","-","-","-","-","-","-","-","-","-","-","-"]
["Free 3D","V30178",6000074,"启用","自由臂3D","Free 3D",null,"海外/国内","ALL",null,2,"ChangSha/SuZhou","-","-","-","-","-","-","-","-","-","-","-","-","-","-","-","-","-","-","X","X","X","-","-","-","-","-","-","-","-","-","-","-","-","-","-","-","-","-","-","-","-","-","-","-","-","-","-","-"]
["3D auto follicle","V30213",6000091,"启用","三维卵泡自动测量","3D auto follicle",null,"海外/国内","ALL",null,2,"ChangSha/SuZhou","-","-","-","-","-","-","-","-","-","-","-","-","-","-","-","-","-","-","X","X","X","-","-","-","-","-","-","-","-","-","-","-","-","-","-","-","-","-","-","-","-","-","-","-","-","-","-","-"]
["Transfer image to FTP server","V30087",6000044,"启用","传输影像至FTP服务器","Transfer image to FTP server",null,"海外/国内","ALL",null,2,"ChangSha/SuZhou","X","X","X","X","X","X","X","X","X","X","X","X","X","X","X","X","X","X","X","X","X","X","X","X","X","X","X","X","X","X","X","X","X","X","X","X","X","X","X","X","X","X","X","X","X","X","X","X"]
["DICOM export and storage, printer, worklist","V30038",3200478,"启用","DICOM3.0基础功能（导出与存储，打印,列表）","DICOM export and storage, printer, worklist",null,"海外/国内","ALL",null,2,"ChangSha/SuZhou","X","X","X","O","O","O","O","O","O","O","O","O","O","O","O","O","O","O","X","X","X","X","X","X","X","X","X","X","X","X","X","X","X","X","X","X","X","X","X","X","X","X","X","X","X","X","X","X"]
["RF data export","V30088",6000045,"启用","RF元数据导出","RF data export",null,"海外/国内","ALL",null,2,"ChangSha/SuZhou","-","-","-","-","-","-","Δ","Δ","Δ","Δ","Δ","Δ","Δ","Δ","Δ","Δ","Δ","Δ","X","X","X","-","-","-","-","-","-","-","-","-","-","-","-","-","-","-","-","-","-","-","-","-","-","-","-","-","-","-"]
[{"$nulls":11},"ChangSha/SuZhou"]
["Support Mobile data transmission via Bluetooth and E-Mail","V30602",6000260,"启用","支持蓝牙和邮件发送数据","Support Mobile data transmission via Bluetooth and E-Mail",null,"海外/国内","ALL",null,2,"ChangSha/SuZhou","X","X","X","X","X","X","X","X","X","X","X","X","X","X","X","X","X","X","X","X","X","X","X","X","X","X","X","X","X","X","X","X","X","X","X","X","X","X","X","X","X","X","X","X","X","X","X","X"]
["Patient database","V30603",6000261,"启用","病人数据管理","Patient database",null,"海外/国内","ALL",null,2,"ChangSha/SuZhou","X","X","X","X","X","X","X","X","X","X","X","X","X","X","X","X","X","X","X","X","X","X","X","X","X","X","X","X","X","X","X","X","X","X","X","X","X","X","X","X","X","X","X","X","X","X","X","X"]
["Auto trace in PW","V30605",6000263,"启用","频谱自动跟踪测量","Auto trace in PW",null,"海外/国内","ALL",null,2,"ChangSha/SuZhou","X","X","X","X","X","X","X","X","X","X","X","X","X","X","X","X","X","X","X","X","X","X","X","X","X","X","X","X","X","X","X","X","X","X","X","X","X","X","X","X","X","X","X","X","X","X","X","X"]
["Vascular calculations","V30606",6000264,"启用","血管测量包","Vascular calculations",null,"海外/国内","ALL",null,2,"ChangSha/SuZhou","X","X","X","-","X","-","-","X","-","-","X","-","-","X","-","-","X","-","X","X","X","X","X","X","X","X","X","X","X","X","-","X","-","-","X","-","-","X","-","-","X","-","-","X","-","-","X","-"]
["Cardiac calculations","V30607",6000265,"启用","心脏测量包","Cardiac calculations",null,"海外/国内","ALL",null,2,"ChangSha/SuZhou","X","X","X","-","-","X","-","-","X","-","-","X","-","-","X","-","-","X","X","X","X","X","X","X","X","X","X","X","X","X","-","-","X","-","-","X","-","-","X","-","-","X","-","-","X","-","-","X"]
["OB calculations and tables","V30608",6000266,"启用","产科计算包及胎儿生长曲线表","OB calculations and tables",null,"海外/国内","ALL",null,2,"ChangSha/SuZhou","X","X","X","-","-","-","X","-","-","X","-","-","X","-","-","X","-","-","X","X","X","X","X","X","X","X","X","X","X","X","-","-","-","-","-","-","-","-","-","-","-","-","-","-","-","-","-","-"]
["Gynecological calculations","V30609",6000267,"启用","妇科计算包","Gynecological calculations",null,"海外/国内","ALL",null,2,"ChangSha/SuZhou","X","X","X","-","-","-","X","-","-","X","-","-","X","-","-","X","-","-","X","X","X","X","X","X","X","X","X","X","X","X","-","-","-","-","-","-","-","-","-","-","-","-","-","-","-","-","-","-"]
["Urological calculations","V30610",6000268,"启用","泌尿科计算包","Urological calculations",null,"海外/国内","ALL",null,2,"ChangSha/SuZhou","X","X","X","-","-","-","X","-","-","X","-","-","X","-","-","X","-","-","X","X","X","X","X","X","X","X","X","X","X","X","-","-","-","-","-","-","-","-","-","-","-","-","-","-","-","-","-","-"]
["Renal calculations","V30611",6000269,"启用","肾脏计算包","Renal calculations",null,"海外/国内","ALL",null,2,"ChangSha/SuZhou","X","X","X","-","-","-","X","-","-","X","-","-","X","-","-","X","-","-","X","X","X","X","X","X","X","X","X","X","X","X","-","-","-","-","-","-","-","-","-","-","-","-","-","-","-","-","-","-"]
["Volume calculations","V30612",6000270,"启用","容积计算包","Volume calculations",null,"海外/国内","ALL",null,2,"ChangSha/SuZhou","X","X","X","-","-","-","X","-","-","X","-","-","X","-","-","X","-","-","X","X","X","X","X","X","X","X","X","X","X","X","-","-","-","-","-","-","-","-","-","-","-","-","-","-","-","-","-","-"]
["VCloud interface","V30173",6000075,"启用","远程传输接口","VCloud interface",null,"海外/国内","ALL",null,2,"ChangSha/SuZhou","X","X","X","X","X","X","X","X","X","X","X","X","X","X","X","X","X","X","X","X","X","X","X","X","X","X","X","X","X","X","X","X","X","X","X","X","X","X","X","X","X","X","X","X","X","X","X","X"]
[]
["Optional peripherals"]
["Surface go2","V30655",3201718,"启用","Surface go2平板","Surface go2",null,"海外/国内","ALL",null,1,"ChangSha/SuZhou","-","-","-","-","-","-","O","O","O","O","O","O","O","O","O","O","O","O","-","-","-","-","-","-","-","-","-","-","-","-","-","-","-","-","-","-","-","-","-","-","-","-","-","-","-","-","-","-"]
["荣耀V8 PRO平板","V30811",3202610,"未发布","荣耀V8 PRO平板","HONOR V8 Pro",null,"海外/国内","ALL",null,1,"ChangSha/SuZhou","-","-","-",null,null,null,"O","O","O","O","O","O","O","O","O","O","O","O","-","-","-","-","-","-","-","-","-","-","-","-","-","-","-","-","-","-","-","-","-","-","-","-","-","-","-","-","-","-"]
["Android平板套件-荣耀平板V7--10.4inch","V30648",2000358,"启用","Android平板套件","Android pad",null,"海外/国内","ALL",null,1,"ChangSha/SuZhou","O","O","O","O","O","O","-","-","-","-","-","-","-","-","-","-","-","-","-","-","-","O","-","-","-","O","-","-","-","O","O","O","O","O","O","O","O","O","O","O","O","O","O","O","O","O","O","O"]
["Surface Pro7（i5-1035G4）平板电脑","V30534 ",3201659,"启用","Surface Pro7平板电脑","Surface Pro7（i5-1035G4）",null,"海外/国内","ALL",null,1,"ChangSha/SuZhou","-","-","-","-","-","-","O","O","O","O","O","O","O","O","O","O","O","O","-","-","-","-","-","-","-","-","-","-","-","-","-","-","-","-","-","-","-","-","-","-","-","-","-","-","-","O","O","O"]
["12寸联想平板电脑国标套件","V30471",2000228,"停用","Q系列联想MIX520平板电脑","12-inch  Tablet ",null,"海外/国内","ALL",null,1,"ChangSha/SuZhou","-","-","-","-","-","-","O","O","O","O","O","O","O","O","O","O","O","O","-","-","-","-","-","-","-","-","-","-","-","-","-","-","-","-","-","-","-","-","-","-","-","-","-","-","-","-","-","-"]
["Q系列掌上裸机皮包    ","V30452",3001951,"启用","Q系列掌上裸机皮包    "," Q series dedicated probe case",null,"海外/国内","ALL",null,1,"ChangSha/SuZhou","X","X","X","-","-","-","X","X","X","X","X","X","X","X","X","X","X","X","X","X","X","X","X","X","X","X","X","X","X","X","-","-","-","-","-","-","-","-","-","-","-","-","-","-","-","-","-","-"]
["平板电脑桌面支撑架（可以夹持）      ","V30453",3002036,"启用","平板电脑桌面支撑架      ","tablet stand",null,"海外/国内","ALL",null,1,"ChangSha/SuZhou","O","O","O","O","O","O","O","O","O","O","O","O","O","O","O","O","O","O","O","O","O","O","O","O","O","O","O","O","O","O","O","O","O","O","O","O","O","O","O","O","O","O","O","O","O","O","O","O"]
["旅行箱      ","V30454",3002100,"启用","旅行箱      ","suitcases  ",null,"海外/国内","ALL",null,1,"ChangSha/SuZhou","O","O","O","O","O","O","O","O","O","O","O","O","O","O","O","O","O","O","O","O","O","O","O","O","O","O","O","O","O","O","O","O","O","O","O","O","O","O","O","O","O","O","O","O","O","O","O","O"]
["双肩包      ","V30455",3002101,"启用","双肩包      "," backpack",null,"海外/国内","ALL",null,1,"ChangSha/SuZhou","O","O","O","O","O","O","O","O","O","O","O","O","O","O","O","O","O","O","O","O","O","O","O","O","O","O","O","O","O","O","O","O","O","O","O","O","O","O","O","O","O","O","O","O","O","O","O","O"]
["卡瓦消毒液     ","V30456",3002102,"启用","卡瓦消毒液     "," Cava disinfectant",null,"海外/国内","ALL",null,1,"ChangSha/SuZhou","O","O","O","O","O","O","O","O","O","O","O","O","O","O","O","O","O","O","O","O","O","O","O","O","O","O","O","O","O","O","O","O","O","O","O","O","O","O","O","O","O","O","O","O","O","O","O","O"]
["卡瓦消毒布      ","V30457",3002103,"启用","卡瓦消毒布      ","Cava disinfecting wipes",null,"海外/国内","ALL",null,1,"ChangSha/SuZhou","O","O","O","O","O","O","O","O","O","O","O","O","O","O","O","O","O","O","O","O","O","O","O","O","O","O","O","O","O","O","O","O","O","O","O","O","O","O","O","O","O","O","O","O","O","O","O","O"]
["急救车平板支架","V30462",3002146,"启用","急救车平板支架"," Ambulance Tablet Bracket",null,"海外/国内","ALL",null,1,"ChangSha/SuZhou","-","-","-","O","O","O","O","O","O","O","O","O","O","O","O","O","O","O","-","-","-","-","-","-","-","-","-","-","-","-","O","O","O","O","O","O","O","O","O","O","O","O","O","O","O","O","O","O"]
["推车整机版","V10319",9000544,"启用","推车整机版","CART for complete",null,"海外/国内","ALL",null,1,"ChangSha/SuZhou","-","-","-","O","O","O","O","O","O","O","O","O","O","O","O","O","O","O","-","-","-","-","-","-","-","-","-","-","-","-","O","O","O","O","O","O","O","O","O","O","O","O","O","O","O","O","O","O"]
["平板调节桌面支架","V30507",3002390,"启用","平板调节桌面支架","Tablet adjustment desktop stand",null,"海外/国内","ALL",null,1,"ChangSha/SuZhou","-","-","-","O","O","O","O","O","O","O","O","O","O","O","O","O","O","O","-","-","-","-","-","-","-","-","-","-","-","-","O","O","O","O","O","O","O","O","O","O","O","O","O","O","O","O","O","O"]
["U盘8G","V30535",3200314,"启用","U盘","U disk",null,"海外/国内","ALL",null,1,"ChangSha/SuZhou","O","O","O","-","-","-","O","O","O","O","O","O","O","O","O","O","O","O","O","O","O","O","O","O","O","O","O","O","O","O","-","-","-","-","-","-","-","-","-","-","-","-","-","-","-","-","-","-"]
["三防平板电脑 EM-I20U","V30561",3201833,"停用","三防平板电脑 EM-I20U","Tablet-EM-I20U",null,"海外/国内","ALL",null,1,"ChangSha/SuZhou","-","-","-","-","-","-","O","O","O","O","O","O","O","O","O","O","O","O","-","-","-","-","-","-","-","-","-","-","-","-","-","-","-","-","-","-","-","-","-","-","-","-","-","-","-","-","-","-"]
["三防平板电脑 EM-I20U","V30561",3201903,"启用","三防平板电脑 EM-I20U","Tablet-EM-I20U",null,"海外/国内","ALL",null,1,"ChangSha/SuZhou","-","-","-","-","-","-","O","O","O","O","O","O","O","O","O","O","O","O","-","-","-","-","-","-","-","-","-","-","-","-","-","-","-","-","-","-","-","-","-","-","-","-","-","-","-","-","-","-"]
["军绿色提包","V30562",3201911,"启用","军绿色提包","Q series bag",null,"海外/国内","ALL",null,1,"ChangSha/SuZhou","-","-","-","-","-","-","O","O","O","O","O","O","O","O","O","O","O","O","-","-","-","-","-","-","-","-","-","-","-","-","-","-","-","-","-","-","-","-","-","-","-","-","-","-","-","-","-","-"]
["P系列掌超裸机皮包","V30641",3002618,"启用","P系列掌超裸机皮包"," probe case",null,"海外/国内","ALL",null,1,"ChangSha/SuZhou","-","-","-","X","X","X","-","-","-","-","-","-","-","-","-","-","-","-","-","-","-","-","-","-","-","-","-","-","-","-","X","X","X","X","X","X","X","X","X","X","X","X","X","X","X","X","X","X"]
["手持式超声（wifi）电池","V30660",1000740,"启用","手持式超声（wifi）电池","wifi battery",null,"海外/国内","ALL",null,1,"ChangSha/SuZhou","-","-","-","-","-","-","-","-","-","-","-","-","-","-","-","-","-","-","-","-","-","-","-","-","-","-","-","-","-","-","O","O","O","O","O","O","O","O","O","O","O","O","O","O","O","O","O","O"]
["VINNO AP2_充电器-CN","V10682",9000807,"启用","VINNO AP2_充电器-CN","VINNO AP2-CN",null,"国内","ALL",null,1,"ChangSha/SuZhou","-","-","-","X","X","X","-","-","-","-","-","-","-","-","-","-","-","-","-","-","-","-","-","-","-","-","-","-","-","-","X","X","X","X","X","X","X","X","X","X","X","X","X","X","X","X","X","X"]
[]
["*Optional peripherals(Preassemble in Factory)"]
["T-CWD套件：需要在工厂内安装","V30302",2000133,"启用","CWD连续多普勒","CWD",null,"海外/国内","ALL",null,2,"SuZhou","-","-","-","-","-","-","-","-","-","-","-","-","-","-","-","-","-","-","-","-","-","-","-","-","-","-","-","-","-","-","-","-","-","-","-","-","-","-","-","-","-","-","-","-","-","-","-","-"]
[]
["Probes",null,null,"Product-ProbeSpecification"]
[]
["Biopsy guide"]
["Biopsy guide 3C--平面内","V30398",3100278,"启用","穿刺架3C","Biopsy guide 3C",null,"海外/国内","ALL",null,1,"SuZhou","-","-","-","X","X","X","X","-","-","X","-","-","X","-","-","X","-","-","-","-","-","-","-","-","-","-","-","-","-","-","-","-","-","-","-","-","-","-","-","-","-","-","-","-","-","-","-","-"]
["Biopsy guide 7L--平面内","V30399",3100279,"启用","穿刺架7L","Biopsy guide 7L",null,"海外/国内","ALL",null,1,"SuZhou","-","-","-","-","-","-","-","X","-","-","X","-","-","X","-","-","X","-","-","-","-","-","-","-","-","-","-","-","-","-","-","-","-","-","-","-","-","-","-","-","-","-","-","-","-","-","-","-"]
[" Biopsy guide 2P--平面内","V30400",3100280,"启用","穿刺架2P"," Biopsy guide 2P",null,"海外/国内","ALL",null,1,"SuZhou","-","-","-","-","-","-","-","-","X","-","-","X","-","-","X","-","-","X","-","-","-","-","-","-","-","-","-","-","-","-","-","-","-","-","-","-","-","-","-","-","-","-","-","-","-","-","-","-"]
["一次性穿刺针槽套件（10pcs/盒，整盒销售）","V30492",3100350,"启用","一次性穿刺架超声引导支架套件包","Disposable puncture needle slot kit（Minimum package quantity 10pcs,10pcs/Bag）",null,"海外/国内","ALL",null,1,"SuZhou","-","-","-","-","-","-","-","X","-","-","X","-","-","X","-","-","X","-","-","-","-","-","-","-","-","-","-","-","-","-","-","-","-","-","-","-","-","-","-","-","-","-","-","-","-","-","-","-"]
["7L平面外穿刺架组件","V30532",1000983,"启用","穿刺架7L ","Out-plane biopsy guide Q-7L (use with disposable needle slot kit)",null,"海外/国内","ALL",null,1,"SuZhou","-","-","-","-","-","-","-","X","-","-","X","-","-","X","-","-","X","-","-","-","-","-","-","-","-","-","-","-","-","-","-","-","-","-","-","-","-","-","-","-","-","-","-","-","-","-","-","-"]
["穿刺架，W3C","V30634",3100443,"启用","穿刺架，W3C"," Biopsy guide  W3C",null,"海外/国内","ALL",null,1,"ChangSha/SuZhou","X","-","-","-","-","-","-","-","-","-","-","-","-","-","-","-","-","-","X","X","X","X","-","-","-","-","-","-","-","-","X","-","-","X","-","-","X","-","-","X","-","-","X","-","-","X","-","-"]
["穿刺架，W7L ","V30635 ",3100444,"启用","穿刺架，W7L "," Biopsy guide  W7L ",null,"海外/国内","ALL",null,1,"ChangSha/SuZhou","-","X","-","-","-","-","-","-","-","-","-","-","-","-","-","-","-","-","-","-","-","-","X","X","X","X","-","-","-","-","-","X","-","-","X","-","-","X","-","-","X","-","-","X","-","-","X","-"]
["平面外穿刺架，W7L ","V30636 ",3100445,"启用","平面外穿刺架，W7L ","Out-plane biopsy guide W7L ",null,"海外/国内","ALL",null,1,"ChangSha/SuZhou","-","X","-","-","-","-","-","-","-","-","-","-","-","-","-","-","-","-","-","-","-","-","X","X","X","X","-","-","-","-","-","X","-","-","X","-","-","X","-","-","X","-","-","X","-","-","X","-"]

{"sheet":"掌超兽用系列超声配置","index":10,"n_rows":165,"n_cols":102,"rows_kept":165,"cut":false,"hidden":false,"merged":[]}
["EquipmentName",{"$nulls":11},"掌上彩色超声诊断仪","掌上彩色超声诊断仪","掌上彩色超声诊断仪","掌上彩色超声诊断仪","掌上彩色超声诊断仪","掌上彩色超声诊断仪","掌上彩色超声诊断仪"]
["ProductType",{"$nulls":11},"掌上","掌上","掌上","掌上","掌上","掌上","掌上"]
["RegionTypes",{"$nulls":11},"海外/国内","海外/国内","海外/国内","海外/国内","海外/国内","海外/国内","海外/国内"]
["ApplicableCountries",{"$nulls":11},"ALL","ALL","ALL","ALL","ALL","ALL","ALL"]
["InapplicableCountries"]
["Status",{"$nulls":11},"启用","启用","启用","启用","启用","启用","启用"]
["City",{"$nulls":11},"SuZhou","SuZhou","SuZhou","SuZhou","SuZhou","SuZhou","SuZhou"]
["isBareMachine",{"$nulls":11},"否","否","否","否","否","否","否"]
["mapperIpn"]
["Name","VCode","IPN","Status","ChineseDescription","EnglishDescription","Remark","RegionType","ApplicableCountries","InapplicableCountries","ChinaCategory","shipAddress","P5-3C VET","P5-7L VET","P5-2P VET","Q5-3C VET","Q5-7L VET","Q5-2P VET","Q5+VET 7M"]
["Main Unit"]
["VINNO P5-3C-VET主机","V10856",9001010,"启用","VINNO P5-3C-VET主机","P5-3C- VET Main Unit",null,"海外/国内","ALL",null,1,"Suzhou","X","-","-","-","-","-","-"]
["VINNO P5-7L-VET主机"," V10857",9001011,"启用","VINNO P5-7L-VET主机","P5-7L- VET Main Unit",null,"海外/国内","ALL",null,1,"Suzhou","-","X","-","-","-","-","-"]
["VINNO P5-2P-VET主机"," V10858",9001012,"启用","VINNO P5-2P-VET主机","P5-2P- VET Main Unit",null,"海外/国内","ALL",null,1,"Suzhou","-","-","X","-","-","-","-"]
["VINNO Q5-3C-VET主机","V10904",9001058,"启用","VINNO Q5-3C-VET主机","VINNO Q5-3C-VET Main Unit",null,"海外/国内","ALL",null,1,"Suzhou","-","-","-","X",null,null,"-",{"$nulls":81},"-","-"]
["VINNO Q5-7L-VET主机","V10905",9001059,"启用","VINNO Q5-7L-VET主机","VINNO Q5-7L-VET Main Unit",null,"海外/国内","ALL",null,1,"Suzhou","-","-","-","-","X","-","-",{"$nulls":81},"-","-"]
["VINNO Q5-2P-VET主机","V10906",9001060,"启用","VINNO Q5-2P-VET主机","VINNO Q5-2P-VET Main Unit",null,"海外/国内","ALL",null,1,"Suzhou","-","-","-","-","-","X","-",{"$nulls":81},"-","-"]
["VINNO Q5+VET 7M主机","V10914",9001066,"启用","VINNO Q5+VET 7M主机","VINNO Q5+VET 7M Main Unit",null,"海外/国内","ALL",null,1,"Suzhou","-","-","-","-","-","-","X"]
[]
["Power cable(select one)"]
["欧标两芯交流电源线","V30470"," 3201061 ","启用","欧标两芯交流电源线","AC Power Cord EU",null,"海外/国内","ALL",null,1,"Suzhou","O","O","O","O","O","O","-"]
["美标两芯交流电源线","V30469"," 3201060 ","启用","美标两芯交流电源线","AC Power Cord USA",null,"海外/国内","ALL",null,1,"Suzhou","O","O","O","O","O","O","-"]
["澳大利亚两芯交流电源线","V30695",3201056,"启用","澳大利亚两芯交流电源线","AC Power Cord AUS",null,"海外/国内","ALL",null,1,"Suzhou","O","O","O","O","O","O","-"]
["巴西两芯交流电源线","V30696",3201057,"启用","巴西两芯交流电源线","AC Power Cord BRA",null,"海外/国内","ALL",null,1,"Suzhou","O","O","O","O","O","O","-"]
["英标两芯交流电源线","V30697",3201065,"启用","英标两芯交流电源线","AC Power Cord UK",null,"海外/国内","ALL",null,1,"Suzhou","O","O","O","O","O","O","-"]
["印度两芯交流电源线","V30698",3202144,"启用","印度两芯交流电源线","AC Power Cord INA",null,"海外/国内","ALL",null,1,"Suzhou","O","O","O","O","O","O","-"]
[]
[]
["User Manual(select one)"]
["掌上彩色超声诊断仪英文版基本用户手册","V30392",8000280,"启用","掌上彩色超声诊断仪英文版基本用户手册","VINNO Q series Basic User Manual_EN",null,"海外/国内","ALL",null,1,"Suzhou","-","-","-","X","X","X","-"]
["掌上彩色超声诊断仪法语基本用户手册","V30481",8000370,"启用","掌上彩色超声诊断仪法语基本用户手册","VINNO Q series Basic User Manual_FR",null,"海外/国内","ALL",null,1,"Suzhou","-","-","-","O","O","O","-"]
["掌上彩色超声诊断仪德语基本用户手册","V30480",8000369,"启用","掌上彩色超声诊断仪德语基本用户手册","VINNO Q series Basic User Manual_DE",null,"海外/国内","ALL",null,1,"Suzhou","-","-","-","O","O","O","-"]
["掌上彩色超声诊断仪意大利基本用户手册","V30482",8000371,"启用","掌上彩色超声诊断仪意大利基本用户手册","VINNO Q series Basic User Manual_IT",null,"海外/国内","ALL",null,1,"Suzhou","-","-","-","O","O","O","-"]
["掌上彩色超声诊断仪西班牙语基本用户手册","V30483",8000372,"启用","掌上彩色超声诊断仪西班牙语基本用户手册","VINNO Q series Basic User Manual_ES",null,"海外/国内","ALL",null,1,"Suzhou","-","-","-","O","O","O","-"]
["掌上彩色超声诊断仪巴西葡语基本用户手册","V30511",8000373,"启用","掌上彩色超声诊断仪巴西葡语基本用户手册","VINNO Q series Basic User Manual_PT",null,"海外/国内","ALL",null,1,"Suzhou","-","-","-","O","O","O","-"]
["掌上彩色超声诊断仪巴西葡语基本用户手册","V30699",8000524,"启用","掌上彩色超声诊断仪巴西葡语基本用户手册","VINNO P series Basic User Manual_PT",null,"海外","ALL",null,1,"Suzhou","O","O","O","-","-","-","-"]
["掌上彩色超声诊断仪英文版基本用户手册","V30707",8000519,"启用","掌上彩色超声诊断仪英文版基本用户手册","VINNO P series Basic User Manual_EN",null,"海外","ALL",null,1,"Suzhou","X","X","X","-","-","-","-"]
[]
["Quick Guide (select one)"]
["掌上彩色超声诊断仪快速指南_EN ","V30394",8000341,"启用","掌上彩色超声诊断仪快速指南","VINNO Q series Quick Guide_EN ",null,"海外/国内","ALL",null,1,"Suzhou","-","-","-","X","X","X","-"]
["掌上彩色超声诊断仪快速指南_DE","V30484",8000470,"启用","掌上彩色超声诊断仪德语快速指南","VINNO Q series Quick Guide_DE",null,"海外/国内","ALL",null,1,"Suzhou","-","-","-","O","O","O","-"]
["掌上彩色超声诊断仪快速指南_ES","V30485",8000471,"启用","掌上彩色超声诊断仪西班牙快速指南","VINNO Q series Quick Guide_ES",null,"海外/国内","ALL",null,1,"Suzhou","-","-","-","O","O","O","-"]
["掌上彩色超声诊断仪快速指南_FR","V30486",8000472,"启用","掌上彩色超声诊断仪法语快速指南","VINNO Q series Quick Guide_FR",null,"海外/国内","ALL",null,1,"Suzhou","-","-","-","O","O","O","-"]
[" 掌上彩色超声诊断仪快速指南_IT","V30487",8000473,"启用","掌上彩色超声诊断仪意大利快速指南"," VINNO Q series Quick Guide_IT",null,"海外/国内","ALL",null,1,"Suzhou","-","-","-","O","O","O","-"]
["掌上彩色超声诊断仪快速指南_pt-BR","V30488",8000474,"启用","掌上彩色超声诊断仪巴西葡萄牙快速指南","VINNO Q series Quick Guide_pt-BR",null,"海外/国内","ALL",null,1,"Suzhou","-","-","-","O","O","O","-"]
[]
["Optional Features"]
["VSpeckle I","V30598",6000257,"停用","I型组织斑点噪声抑制技术","VSpeckle I",null,"海外/国内","ALL",null,2,"Suzhou","-","-","-","X","X","X","-"]
["VSpeckle ","V30209",6000087,"启用","组织斑点噪声抑制","VSpeckle ",null,"海外/国内","ALL",null,2,"Suzhou","X","X","X","X","X","X","X"]
["VFusion","V30583",6000241,"启用","复合超声成像","VFusion",null,"海外/国内","ALL",null,2,"Suzhou","X","X","-","X","X","-","X"]
["Auto optimization","V30584",6000242,"启用","自动优化功能","Auto optimization",null,"海外/国内","ALL",null,2,"Suzhou","X","X","X","X","X","X","X"]
["PWD","V30586",6000244,"启用","脉冲多普勒","PWD",null,"海外/国内","ALL",null,2,"Suzhou","X","X","X","X","X","X","X"]
["Readzoom","V30590",6000248,"启用","局部放大","Readzoom",null,"海外/国内","ALL",null,2,"Suzhou","-","-","-","X","X","X","-"]
["CFI function","V30591",6000249,"启用","彩色多普勒","CFI function",null,"海外/国内","ALL",null,2,"Suzhou","X","X","X","X","X","X","X"]
["CF Velocity Profile","V30593",6000251,"启用","血流速度分布图","CF Velocity Profile",null,"海外/国内","ALL",null,2,"Suzhou","-","-","-","X","X","X","-"]
["advanced CFI","V30594",6000252,"启用","高灵敏度彩色多普勒","advanced CFI",null,"海外/国内","ALL",null,2,"Suzhou","-","-","-","-","-","-","X"]
["B/Color steer","V30595",6000253,"启用","灰阶与彩色独立偏转","B/Color steer",null,"海外/国内","ALL",null,2,"Suzhou","-","X","-","-","X","-","-"]
["Image Clipboard","V30597",6000255,"启用","图像剪贴板功能","Image Clipboard",null,"海外/国内","ALL",null,2,"Suzhou","X","X","X","X","X","X","-"]
["VTissue","V30041",3200487,"启用","组织速度特征成像","VTissue",null,"海外/国内","ALL",null,2,"Suzhou","-","-","-","Δ","Δ","Δ","-"]
["Easy Compare","V30063",6000028,"启用","记忆追踪对比技术","Easy Compare",null,"海外/国内","ALL",null,2,"Suzhou","-","-","-","X","X","X","-"]
["Duplex/Triplex 2D/Color/PW","V30081",6000035,"启用","二同步/三同步图像显示","Duplex/Triplex 2D/Color/PW",null,"海外/国内","ALL",null,2,"Suzhou","-","-","-","-","-","-","-"]
["CWD","V30051",6000016,"启用","连续多普勒","CWD",null,"海外/国内","ALL",null,2,"Suzhou","-","-","-","-","-","-","-"]
["FULL screen","V30310",6000143,"启用","全屏显示","FULL screen",null,"海外/国内","ALL",null,2,"Suzhou","X","X","X","X","X","X","X"]
["Smart Touch Zoom","V30175",6000067,"启用","图像触摸屏缩放操作模式","Smart Touch Zoom",null,"海外/国内","ALL",null,2,"Suzhou","X","X","X","X","X","X","X"]
["PDI function","V30592",6000250,"启用","能量多普勒","PDI function",null,"海外/国内","ALL",null,2,"Suzhou","-","-","-","X","X","X","-"]
["B+CF simultaneously ","V30064",6000029,"启用","灰阶与彩色双幅显示","B+CF simultaneously ",null,"海外/国内","ALL",null,2,"Suzhou","-","-","-","X","X","X","-"]
["TView ","V30052",6000017,"启用","梯形成像","TView ",null,"海外/国内","ALL",null,2,"Suzhou","O","O","O","O","O","O","X"]
["Pview","V30031",3200470,"启用","宽景成像","Pview",null,"海外/国内","ALL",null,2,"Suzhou","-","-","-","O","O","O","-"]
["MAM (multi angle M mode)","V30021",6000008,"启用","全方位M型","MAM (multi angle M mode)",null,"海外/国内","ALL",null,2,"Suzhou","O","O","O","O","O","O","X"]
["Color M mode","V30061",6000026,"启用","彩色M型","Color M mode",null,"海外/国内","ALL",null,2,"Suzhou","O","O","O","O","O","O","-"]
["Tissue Doppler (TD)","V30065",6000030,"启用","组织多普勒","Tissue Doppler (TD)",null,"海外/国内","ALL",null,2,"Suzhou","-","-","-","-","-","Δ","-"]
["Tissue Velocity Imaging (TVI)","V30036",3200475,"启用","组织速度成像","Tissue Velocity Imaging (TVI)",null,"海外/国内","ALL",null,2,"Suzhou","-","-","-","-","-","Δ","-"]
["Tissue Velocity M-mode (TVM)","V30039",3200483,"启用","组织速度M型","Tissue Velocity M-mode (TVM)",null,"海外/国内","ALL",null,2,"Suzhou","-","-","-","-","-","Δ","-"]
["Tissue Power Imaging (TPI)","V30170",6000069,"启用","组织多普勒能量图","Tissue Power Imaging (TPI)",null,"海外/国内","ALL",null,2,"Suzhou","-","-","-","-","-","Δ","-"]
["Auto IMT","V30033",3200472,"启用","颈动脉内中膜自动测量","Auto IMT",null,"海外/国内","ALL",null,2,"Suzhou","-","-","-","-","O","-","-"]
["Auto EF","V30149",6000062,"启用","左心室射血分数自动测量包","Auto EF",null,"海外/国内","ALL",null,2,"Suzhou","-","-","-","-","-","O","-"]
["Auto OB","V30171",6000070,"启用","产科自动测量","Auto OB",null,"海外/国内","ALL",null,2,"Suzhou","-","-","-","X","-","-","-"]
["Auto Bladder","V30172",6000071,"启用","膀胱自动测量","Auto Bladder",null,"海外/国内","ALL",null,2,"Suzhou","-","-","-","X","-","-","-"]
["Elastic imaging","V30053",6000018,"启用","Elastic imaging压力式弹性成像","Elastic imaging",null,"海外/国内","ALL",null,2,"Suzhou","-","-","-","-","-","-","-"]
["Contrast imaging","V30054",6000019,"启用","CBI微泡造影成像","Contrast imaging",null,"海外/国内","ALL",null,2,"Suzhou","-","-","-","-","-","-","-"]
["vFlash","V30176",6000072,"启用","声动力成像","vFlash",null,"海外/国内","ALL",null,2,"Suzhou","-","-","-","-","-","-","-"]
["Needle enhancement","V30080",6000034,"启用","穿刺增强","Needle enhancement",null,"海外/国内","ALL",null,2,"Suzhou","-","O","-","-","O","-","-"]
["SGC (Scanline gain compensation) ","V30107",6000050,"启用","扫描增益补偿","SGC (Scanline gain compensation) ",null,"海外/国内","ALL",null,2,"Suzhou","-","-","-","X","X","X","-"]
["Tutorials","V30195",6000079,"启用","超声教学功能","Tutorials",null,"海外/国内","ALL",null,2,"Suzhou","-","-","-","X","X","X","-"]
["PWV","V30210",6000088,"启用","脉搏波定量分析","PWV",null,"海外/国内","ALL",null,2,"Suzhou","-","-","-","-","-","-","-"]
["Stress Echo","V30211",6000089,"启用","负荷成像","Stress Echo",null,"海外/国内","ALL",null,2,"Suzhou","-","-","-","-","-","-","-"]
["2D auto follicle","V30212",6000090,"启用","二维卵泡自动测量","2D auto follicle",null,"海外/国内","ALL",null,2,"Suzhou","-","-","-","O","-","-","-"]
["HSG","V30215",6000092,"启用","输卵管容积造影","HSG",null,"海外/国内","ALL",null,2,"Suzhou","-","-","-","-","-","-","-"]
["VINNO   Cardiac Quantification","V30291",6000101,"启用","辅助诊疗功能","VINNO   Cardiac Quantification",null,"海外/国内","ALL",null,2,"Suzhou","-","-","-","-","-","O","-"]
["Zone Imaging","V30303",6000132,"启用","全御相关成像","Zone Imaging",null,"海外/国内","ALL",null,2,"Suzhou","-","-","-","-","-","-","-"]
[" VFlow","V30355",6000168,"启用","高灵敏度血流"," VFlow",null,"海外/国内","ALL",null,2,"Suzhou","-","-","-","-","-","-","-"]
["Strain Imaging","V30356",6000169,"启用","应变成像","Strain Imaging",null,"海外/国内","ALL",null,2,"Suzhou","-","-","-","-","-","-","-"]
["VAid (Real-time Auto Breast Lesion Detection)","V30357",6000170,"启用","乳腺自动化病灶辅助检测","VAid (Real-time Auto Breast Lesion Detection)",null,"海外/国内","ALL",null,2,"Suzhou","-","-","-","-","-","-","-"]
["VReport","V30363",6000173,"启用","运动版","VReport",null,"海外/国内","ALL",null,2,"Suzhou","-","-","-","O","O","O","-"]
["VSPORT","V30386",6000177,"启用","运动版","VSPORT",null,"海外/国内","ALL",null,2,"Suzhou","-","-","-","-","-","-","-"]
["Emergency","V30463",6000186,"启用","急诊-POC","Emergency",null,"海外/国内","ALL",null,2,"Suzhou","-","-","-","-","-","-","-"]
["Nephrology","V30464",6000187,"启用","肾内（血管通路）-POC","Nephrology",null,"海外/国内","ALL",null,2,"Suzhou","-","-","-","-","-","-","-"]
["ICU","V30465",6000188,"启用","重症-POC","ICU",null,"海外/国内","ALL",null,2,"Suzhou","-","-","-","-","-","-","-"]
["anesthesia package","V30419",6000182,"启用","神经麻醉包-POC","anesthesia package",null,"海外/国内","ALL",null,2,"Suzhou","-","-","-","-","-","-","-"]
["MSK package","V30361",6000172,"启用","MSK包-POC","MSK package",null,"海外/国内","ALL",null,2,"Suzhou","-","-","-","-","-","-","-"]
["Remote Examination","V30420",6000183,"启用","远程考核","Remote Examination",null,"海外/国内","ALL",null,2,"Suzhou","-","-","-","X","X","X","-"]
["Auto Flow Volume","V30531",6000205,"启用","血流量自动测量","Auto Flow Volume",null,"海外/国内","ALL",null,2,"Suzhou","-","O","-","-","O","-","-"]
[]
[{"$nulls":7},"海外/国内",{"$nulls":7},"-","-","-"]
["3D imaging","V30135",6000057,"启用","三维成像","3D imaging",null,"海外/国内","ALL",null,2,"Suzhou","-","-","-","-","-","-","-"]
["Real-time grayscale 4D","V30066",6000031,"启用","实时灰阶四维","Real-time grayscale 4D",null,"海外/国内","ALL",null,2,"Suzhou","-","-","-","-","-","-","-"]
["Tomographic display (Mcut)","V30067",6000032,"启用","超声断层成像","Tomographic display (Mcut)",null,"海外/国内","ALL",null,2,"Suzhou","-","-","-","-","-","-","-"]
["Parameter adjustable after freeze","V30368",6000176,"启用","冻结后调节参数","Parameter adjustable after freeze",null,"海外/国内","ALL",null,2,"Suzhou","-","-","-","-","-","-","-"]
["HQ (High Quality) 3D/4D","V30035",3200474,"启用","羊膜腔镜成像技术","HQ (High Quality) 3D/4D",null,"海外/国内","ALL",null,2,"Suzhou","-","-","-","-","-","-","-"]
["Auto NT","V30040",3200484,"启用","自动颈项透明层测量","Auto NT",null,"海外/国内","ALL",null,2,"Suzhou","-","-","-","-","-","-","-"]
["Inversion mode","V30057",6000022,"启用","灰阶反转模式","Inversion mode",null,"海外/国内","ALL",null,2,"Suzhou","-","-","-","-","-","-","-"]
["Magic cut","V30058",6000023,"启用","魔术刀","Magic cut",null,"海外/国内","ALL",null,2,"Suzhou","-","-","-","-","-","-","-"]
["Free view","V30060",6000025,"启用","容积超声断层成像","Free view",null,"海外/国内","ALL",null,2,"Suzhou","-","-","-","-","-","-","-"]
["Smart 3D Volume Calculation","V30177",6000073,"启用","智能三维容积计算","Smart 3D Volume Calculation",null,"海外/国内","ALL",null,2,"Suzhou","-","-","-","-","-","-","-"]
["Free 3D","V30178",6000074,"启用","自由臂3D","Free 3D",null,"海外/国内","ALL",null,2,"Suzhou","-","-","-","-","-","-","-"]
["3D auto follicle","V30213",6000091,"启用","三维卵泡自动测量","3D auto follicle",null,"海外/国内","ALL",null,2,"Suzhou","-","-","-","-","-","-","-"]
["4D HQ Silhouette mode","V30358",6000171,"启用","HQ剪影模式","4D HQ Silhouette mode",null,"海外/国内","ALL",null,2,"Suzhou","-","-","-","-","-","-","-"]
["Transfer image to FTP server","V30087",6000044,"启用","传输影像至FTP服务器","Transfer image to FTP server",null,"海外/国内","ALL",null,2,"Suzhou","O","O","O","O","O","O","X"]
["DICOM export and storage, printer, worklist","V30038",3200478,"启用","DICOM","DICOM export and storage, printer, worklist",null,"海外/国内","ALL",null,2,"Suzhou","O","O","O","O","O","O","O"]
["RF data export","V30088",6000045,"启用","RF元数据导出","RF data export",null,"海外/国内","ALL",null,2,"Suzhou","-","-","-","Δ","Δ","Δ","-"]
[]
["Support Mobile data transmission via Bluetooth and E-Mail","V30602",6000260,"启用","支持蓝牙和邮件发送数据","Support Mobile data transmission via Bluetooth and E-Mail",null,"海外/国内","ALL",null,2,"Suzhou","X","X","X","X","X","X","X"]
["Patient database","V30603",6000261,"启用","病人数据管理","Patient database",null,"海外/国内","ALL",null,2,"Suzhou","X","X","X","X","X","X","X"]
["Auto trace in PW","V30605",6000263,"启用","频谱自动跟踪测量","Auto trace in PW",null,"海外/国内","ALL",null,2,"SuZhou","X","X","X","X","X","X","X"]
["Vascular calculations","V30606",6000264,"启用","血管测量包","Vascular calculations",null,"海外/国内","ALL",null,2,"Suzhou","-","X","-","-","X","-","X"]
["Cardiac calculations","V30607",6000265,"启用","心脏测量包","Cardiac calculations",null,"海外/国内","ALL",null,2,"Suzhou","-","-","X","-","-","X","X"]
["OB calculations and tables","V30608",6000266,"启用","产科计算包及胎儿生长曲线表","OB calculations and tables",null,"海外/国内","ALL",null,2,"Suzhou","-","-","-","X","-","-","-"]
["Gynecological calculations","V30609",6000267,"启用","妇科计算包","Gynecological calculations",null,"海外/国内","ALL",null,2,"Suzhou","-","-","-","X","-","-","-"]
["Urological calculations","V30610",6000268,"启用","泌尿科计算包","Urological calculations",null,"海外/国内","ALL",null,2,"Suzhou","-","-","-","X","-","-","-"]
["Renal calculations","V30611",6000269,"启用","肾脏计算包","Renal calculations",null,"海外/国内","ALL",null,2,"Suzhou","-","-","-","X","-","-","-"]
["Volume calculations","V30612",6000270,"启用","容积计算包","Volume calculations",null,"海外/国内","ALL",null,2,"Suzhou","-","-","-","X","-","-","-"]
["VCloud interface","V30173",6000075,"启用","远程传输接口","VCloud interface",null,"海外/国内","ALL",null,2,"Suzhou","X","X","X","X","X","X","X"]
[]
["Optional peripherals"]
["Surface go2","V30655",3201718,"启用","Surface go2平板","Surface go2",null,"海外/国内","ALL",null,1,"Suzhou","-","-","-","O","O","O","-"]
["Android平板套件-荣耀平板V7--10.4inch","V30648",2000358,"启用","Android平板套件","Android pad",null,"海外/国内","ALL",null,1,"Suzhou","O","O","O","O","O","O","-"]
["掌上裸机皮包    ","V30452",3001951,"启用","Q系列掌上裸机皮包    ","  Q series dedicated probe case",null,"海外/国内","ALL",null,1,"Suzhou","-","-","-","X","X","X","-"]
["平板电脑桌面支撑架（可以夹持）      ","V30453",3002036,"启用","平板电脑桌面支撑架      "," tablet stand",null,"海外/国内","ALL",null,1,"Suzhou","O","O","O","O","O","O","O"]
["旅行箱      ","V30454",3002100,"启用","旅行箱      ","suitcases  ",null,"海外/国内","ALL",null,1,"Suzhou","O","O","O","O","O","O","O"]
["双肩包      ","V30455",3002101,"启用","双肩包      ","backpack",null,"海外/国内","ALL",null,1,"Suzhou","O","O","O","O","O","O","O"]
["卡瓦消毒液     ","V30456",3002102,"启用","卡瓦消毒液     ","Cava disinfectant",null,"海外/国内","ALL",null,1,"Suzhou","O","O","O","O","O","O","O"]
["卡瓦消毒布      ","V30457",3002103,"启用","卡瓦消毒布      ","Cava disinfecting wipes",null,"海外/国内","ALL",null,1,"Suzhou","O","O","O","O","O","O","O"]
["急救车平板支架","V30462",3002146,"启用","急救车平板支架"," Ambulance Tablet Bracket",null,"海外/国内","ALL",null,1,"Suzhou","O","O","O","O","O","O","O"]
["推车散装版","V10320",9000545,"启用","推车散装版","CART for  bulk",null,"海外/国内","ALL",null,1,"Suzhou","O","O","O","O","O","O","O"]
["平板调节桌面支架","V30507",3002390,"启用","平板调节桌面支架","Tablet adjustment desktop stand",null,"海外/国内","ALL",null,1,"Suzhou","O","O","O","O","O","O","O"]
["P系列掌超裸机皮包","V30641",3002618,"启用","P系列掌超裸机皮包"," probe case",null,"海外/国内","ALL",null,1,"Suzhou","X","X","X","-","-","-","O"]
["手持式超声（wifi）电池","V30660",1000740,"启用","手持式超声（wifi）电池","wifi battery",null,"海外/国内","ALL",null,1,"SuzhXu","O","O","O","-","-","-","-"]
["VINNO AP2_充电器-CN","V10681",9000806,"启用","VINNO AP2_充电器-CN","VINNO AP2-CN",null,"海外","ALL",null,1,"SuzhXu","X","X","X",null,null,null,"-"]
[]
["*Optional peripherals(Preassemble in Factory)"]
["心电图(E20 series)_IEC","V30166","1000360-1","启用","心电图(E20 series)欧标","ECG_IEC",null,"海外/国内","ALL",null,2,"Suzhou","-","-","-","-","-","-","-"]
["心电图_AHA（供：秘鲁、玻利维亚、哥伦比亚、波多黎各、墨西哥、巴拿马、厄瓜多尔、多米尼加、瑞地马拉）","V30417","1000761-1","启用","心电图美标组件（供：秘鲁、玻利维亚、哥伦比亚、波多黎各、墨西哥、巴拿马、厄瓜多尔、多米尼加、瑞地马拉）","ECG_AHA（only for Peru, Bolivia, Colombia, Puerto Rico, Mexico, Panama, Ecuador, Dominica, Guatemala，Brazil and Chile）",null,"海外","PE/BO/CO/PR/MX/PA/EC/DO/GT/BR/CL",null,2,"Suzhou","-","-","-","-","-","-","-"]
["T-CWD套件：需要在工厂内安装","V30302",2000133,"启用","CWD连续多普勒","CWD",null,"海外/国内","ALL",null,2,"Suzhou","-","-","-","-","-","-","-"]
[]
["Probes"]
[]
["Biopsy guide"]
["Biopsy guide 3C--平面内","V30398",3100278,"启用","穿刺架3C","Biopsy guide 3C",null,"海外/国内","ALL",null,1,"Suzhou","-","-","-","X","-","-","-"]
["Biopsy guide 7L--平面内","V30399",3100279,"启用","穿刺架7L","Biopsy guide 7L",null,"海外/国内","ALL",null,1,"Suzhou","-","-","-","-","X","-","-"]
[" Biopsy guide 2P--平面内","V30400",3100280,"启用","穿刺架2P"," Biopsy guide 2P",null,"海外/国内","ALL",null,1,"Suzhou","-","-","X","-","-","X","-"]
["一次性穿刺针槽套件","V30492",3100350,"启用","一次性穿刺架超声引导支架套件包（10件起卖）","Disposable puncture needle slot kit（Minimum package quantity 10pcs,10pcs/Bag）",null,"海外/国内","ALL",null,1,"Suzhou","-","-","-","-","X","-","-"]
["7L平面外穿刺架组件","V30532",1000983,"启用","穿刺架7L组件","Out-plane biopsy guide Q-7L (use with disposable needle slot kit)",null,"海外/国内","ALL",null,1,"Suzhou","-","-","-","-","X","-","-"]
["穿刺架，W3C","V30634",3100443,"启用","穿刺架，W3C"," Biopsy guide  W3C",null,"海外/国内","ALL",null,1,"Suzhou","X","-","-","-","-","-","-"]
["穿刺架，W7L ","V30635 ",3100444,"启用","穿刺架，W7L "," Biopsy guide  W7L ",null,"海外/国内","ALL",null,1,"Suzhou","-","X","-","-","-","-","-"]
["平面外穿刺架，W7L ","V30636 ",3100445,"启用","平面外穿刺架，W7L ","Out-plane biopsy guide W7L ",null,"海外/国内","ALL",null,1,"Suzhou","-","X","-","-","-","-","-"]

{"sheet":"海外掌超系列超声配置","index":11,"n_rows":264,"n_cols":99,"rows_kept":264,"cut":false,"hidden":false,"merged":[]}
["EquipmentName",{"$nulls":11},"掌上彩色超声诊断仪","掌上彩色超声诊断仪","掌上彩色超声诊断仪","掌上彩色超声诊断仪","掌上彩色超声诊断仪","掌上彩色超声诊断仪","掌上彩色超声诊断仪","掌上彩色超声诊断仪","掌上彩色超声诊断仪","掌上彩色超声诊断仪","掌上彩色超声诊断仪","掌上彩色超声诊断仪","掌上彩色超声诊断仪","掌上彩色超声诊断仪","掌上彩色超声诊断仪","掌上彩色超声诊断仪","掌上彩色超声诊断仪","掌上彩色超声诊断仪","掌上彩色超声诊断仪","掌上彩色超声诊断仪","掌上彩色超声诊断仪","掌上彩色超声诊断仪","掌上彩色超声诊断仪","掌上彩色超声诊断仪","掌上彩色超声诊断仪","掌上彩色超声诊断仪","掌上彩色超声诊断仪","掌上彩色超声诊断仪","掌上彩色超声诊断仪","掌上彩色超声诊断仪","掌上彩色超声诊断仪","掌上彩色超声诊断仪","掌上彩色超声诊断仪","掌上彩色超声诊断仪","掌上彩色超声诊断仪","掌上彩色超声诊断仪","掌上彩色超声诊断仪","掌上彩色超声诊断仪","掌上彩色超声诊断仪","掌上彩色超声诊断仪","掌上彩色超声诊断仪","掌上彩色超声诊断仪","掌上彩色超声诊断仪","掌上彩色超声诊断仪","掌上彩色超声诊断仪","掌上彩色超声诊断仪","掌上彩色超声诊断仪","掌上彩色超声诊断仪","掌上彩色超声诊断仪","掌上彩色超声诊断仪","掌上彩色超声诊断仪","掌上彩色超声诊断仪","掌上彩色超声诊断仪","掌上彩色超声诊断仪","掌上彩色超声诊断仪","掌上彩色超声诊断仪","掌上彩色超声诊断仪","掌上彩色超声诊断仪","掌上彩色超声诊断仪","掌上彩色超声诊断仪","掌上彩色超声诊断仪","掌上彩色超声诊断仪","掌上彩色超声诊断仪","掌上彩色超声诊断仪","掌上彩色超声诊断仪","掌上彩色超声诊断仪","掌上彩色超声诊断仪","掌上彩色超声诊断仪","掌上彩色超声诊断仪","掌上彩色超声诊断仪","掌上彩色超声诊断仪","掌上彩色超声诊断仪","掌上彩色超声诊断仪","掌上彩色超声诊断仪","掌上彩色超声诊断仪","掌上彩色超声诊断仪","掌上彩色超声诊断仪","掌上彩色超声诊断仪","掌上彩色超声诊断仪","掌上彩色超声诊断仪","掌上彩色超声诊断仪","掌上彩色超声诊断仪","掌上彩色超声诊断仪","掌上彩色超声诊断仪","掌上彩色超声诊断仪","掌上彩色超声诊断仪","掌上彩色超声诊断仪"]
["ProductType",{"$nulls":11},"掌上","掌上","掌上","掌上","掌上","掌上","掌上","掌上","掌上","掌上","掌上","掌上","掌上","掌上","掌上","掌上","掌上","掌上","掌上","掌上","掌上","掌上","掌上","掌上","掌上","掌上","掌上","掌上","掌上","掌上","掌上","掌上","掌上","掌上","掌上","掌上","掌上","掌上","掌上","掌上","掌上","掌上","掌上","掌上","掌上","掌上","掌上","掌上","掌上","掌上","掌上","掌上","掌上","掌上","掌上","掌上","掌上","掌上","掌上","掌上","掌上","掌上","掌上","掌上","掌上","掌上","掌上","掌上","掌上","掌上","掌上","掌上","掌上","掌上","掌上","掌上","掌上","掌上","掌上","掌上","掌上","掌上","掌上","掌上","掌上","掌上","掌上"]
["RegionTypes",{"$nulls":11},"海外/国内","海外/国内","海外/国内","海外/国内","海外/国内","海外/国内","海外/国内","海外/国内","海外/国内","海外/国内","海外/国内","海外/国内","海外/国内","海外/国内","海外/国内","海外/国内","海外/国内","海外/国内","海外/国内","海外/国内","海外/国内","海外/国内","海外/国内","海外/国内","海外/国内","海外/国内","海外/国内","海外/国内","海外/国内","海外/国内","海外","海外","海外","海外","海外","海外","海外","海外","海外","海外","海外","海外","海外","海外","海外","海外","海外","海外","海外","海外","海外","海外/国内","海外/国内","海外/国内","海外/国内","海外/国内","海外/国内","海外/国内","海外/国内","海外/国内","海外/国内","海外/国内","海外/国内","海外/国内","海外/国内","海外/国内","海外/国内","海外/国内","海外/国内","海外","海外","海外","海外","海外","海外","海外","海外","海外","海外","海外","海外","海外","海外","海外","海外","海外","海外"]
["ApplicableCountries",{"$nulls":11},"ALL","ALL","ALL","ALL","ALL","ALL","ALL","ALL","ALL","ALL","ALL","ALL","ALL","ALL","ALL","ALL","ALL","ALL","ALL","ALL","ALL","ALL","ALL","ALL","ALL","ALL","ALL","ALL","ALL","ALL","BR","BR","BR","BR","BR","BR","BR","BR","BR","BR","BR","BR","BR","BR","BR","BR","BR","BR","ID","ID","ID","ALL","ALL","ALL","ALL","ALL","ALL","ALL","ALL","ALL","ALL","ALL","ALL","ALL","ALL","ALL","ALL","ALL","ALL","BR","BR","BR","BR","BR","BR","BR","BR","BR","BR","BR","BR","BR","BR","BR","BR","BR","BR"]
["InapplicableCountries"]
["Status",{"$nulls":11},"未发布","未发布","未发布","未发布","启用","未发布","未发布","未发布","未发布","未发布","启用","未发布","未发布","未发布","未发布","未发布","启用","未发布","未发布","未发布","未发布","启用","未发布","未发布","未发布","启用","未发布","未发布","未发布","启用","未发布","未发布","未发布","未发布","启用","未发布","未发布","未发布","未发布","未发布","启用","未发布","未发布","未发布","未发布","未发布","启用","未发布","启用","启用","启用","未发布","未发布","未发布","未发布","未发布","未发布","未发布","未发布","未发布","启用","启用","启用","未发布","未发布","未发布","未发布","未发布","未发布","启用","启用","启用","启用","启用","启用","启用","启用","启用","启用","启用","启用","启用","启用","启用","启用","启用","启用"]
["City",{"$nulls":11},"SuZhou","SuZhou","SuZhou","SuZhou","SuZhou","SuZhou","SuZhou","SuZhou","SuZhou","SuZhou","SuZhou","SuZhou","SuZhou","SuZhou","SuZhou","SuZhou","SuZhou","SuZhou","SuZhou","SuZhou","SuZhou","SuZhou","SuZhou","SuZhou","SuZhou","SuZhou","SuZhou","SuZhou","SuZhou","SuZhou","SuZhou","SuZhou","SuZhou","SuZhou","SuZhou","SuZhou","SuZhou","SuZhou","SuZhou","SuZhou","SuZhou","SuZhou","SuZhou","SuZhou","SuZhou","SuZhou","SuZhou","SuZhou","SuZhou","SuZhou","SuZhou","SuZhou","SuZhou","SuZhou","SuZhou","SuZhou","SuZhou","SuZhou","SuZhou","SuZhou","SuZhou","SuZhou","SuZhou","SuZhou","SuZhou","SuZhou","SuZhou","SuZhou","SuZhou","SuZhou","SuZhou","SuZhou","SuZhou","SuZhou","SuZhou","SuZhou","SuZhou","SuZhou","SuZhou","SuZhou","SuZhou","SuZhou","SuZhou","SuZhou","SuZhou","SuZhou","SuZhou"]
["isBareMachine",{"$nulls":11},"否","否","否","否","否","否","否","否","否","否","否","否","否","否","否","否","否","否","否","否","否","否","否","否","否","否","否","否","否","否","否","否","否","否","否","否","否","否","否","否","否","否","否","否","否","否","否","否","否","否","否","否","否","否","否","否","否","否","否","否","否","否","否","否","否","否","否","否","否","否","否","否","否","否","否","否","否","否","否","否","否","否","否","否","否","否","否"]
["mapperIpn"]
["Name","VCode","IPN","Status","ChineseDescription","EnglishDescription","Remark","RegionType","ApplicableCountries","InapplicableCountries","ChinaCategory","shipAddress","Q3E-3C","Q3-3C","Q3S-3C","Q5E-3C","Q5-3C","Q5S-3C","Q3E-7L","Q3-7L","Q3S-7L","Q5E-7L","Q5-7L","Q5S-7L","Q3E-2P","Q3-2P","Q3S-2P","Q5E-2P","Q5-2P","Q5S-2P","Q3E+ 3C","Q3+ 3C","Q5E+ 3C","Q5+ 3C","Q3E+ 7L","Q3+ 7L","Q5E+ 7L","Q5+ 7L","Q3E+ 2P","Q3+ 2P","Q5E+ 2P","Q5+ 2P","Q3E-3C-BRA","Q3-3C-BRA","Q3S-3C-BRA","Q5E-3C-BRA","Q5-3C-BRA","Q5S-3C-BRA","Q3E-7L-BRA","Q3-7L-BRA","Q3S-7L-BRA","Q5E-7L-BRA","Q5-7L-BRA","Q5S-7L-BRA","Q3E-2P-BRA","Q3-2P-BRA","Q3S-2P-BRA","Q5E-2P-BRA","Q5-2P-BRA","Q5S-2P-BRA","OEM-Elitech Q5E-2P","OEM-Elitech Q5E-3C","OEM-Elitech Q5E-7L","P3E-3C","P3E-7L","P3E-2P","P3-3C","P3-7L","P3-2P","P5E-3C","P5E-7L","P5E-2P","P5-3C","P5-7L","P5-2P","P7E-3C","P7E-7L","P7E-2P","P7-3C","P7-7L","P7-2P","P3E-3C-BRA","P3E-7L-BRA","P3E-2P-BRA","P3-3C-BRA","P3-7L-BRA","P3-2P-BRA","P5E-3C-BRA","P5E-7L-BRA","P5E-2P-BRA","P5-3C-BRA","P5-7L-BRA","P5-2P-BRA","P7E-3C-BRA","P7E-7L-BRA","P7E-2P-BRA","P7-3C-BRA","P7-7L-BRA","P7-2P-BRA"]
["Main Unit"]
["VINNO Q3E-3C-EU主机","V10228",9000586,"未发布","VINNO Q3E-3C-EU主机","VINNO Q3E-3C-EU Main Unit",null,"海外","ALL",null,1,"Suzhou","X","-","-","-","-","-","-","-","-","-","-","-","-","-","-","-","-","-","-","-","-","-","-","-","-","-","-","-","-","-","-","-","-","-","-","-","-","-","-","-","-","-","-","-","-","-","-","-","-","-","-","-","-","-","-","-","-","-","-","-","-","-","-","-","-","-","-","-","-","-","-","-","-","-","-","-","-","-","-","-","-","-","-","-","-","-","-"]
["VINNO Q3-3C-EU主机","V10229",9000587,"未发布","VINNO Q3-3C-EU主机","VINNO Q3-3C-EU Main Unit",null,"海外","ALL",null,1,"Suzhou","-","X","-","-","-","-","-","-","-","-","-","-","-","-","-","-","-","-","-","-","-","-","-","-","-","-","-","-","-","-","-","-","-","-","-","-","-","-","-","-","-","-","-","-","-","-","-","-","-","-","-","-","-","-","-","-","-","-","-","-","-","-","-","-","-","-","-","-","-","-","-","-","-","-","-","-","-","-","-","-","-","-","-","-","-","-","-"]
["VINNO Q3S-3C-EU主机","V10230",9000588,"未发布","VINNO Q3S-3C-EU主机","VINNO Q3S-3C-EU Main Unit",null,"海外","ALL",null,1,"Suzhou","-","-","X","-","-","-","-","-","-","-","-","-","-","-","-","-","-","-","-","-","-","-","-","-","-","-","-","-","-","-","-","-","-","-","-","-","-","-","-","-","-","-","-","-","-","-","-","-","-","-","-","-","-","-","-","-","-","-","-","-","-","-","-","-","-","-","-","-","-","-","-","-","-","-","-","-","-","-","-","-","-","-","-","-","-","-","-"]
["VINNO Q5E-3C-EU主机","V10231",9000589,"未发布","VINNO Q5E-3C-EU主机","VINNO Q5E-3C-EU Main Unit",null,"海外","ALL",null,1,"Suzhou","-","-","-","X","-","-","-","-","-","-","-","-","-","-","-","-","-","-","-","-","-","-","-","-","-","-","-","-","-","-","-","-","-","-","-","-","-","-","-","-","-","-","-","-","-","-","-","-","-","-","-","-","-","-","-","-","-","-","-","-","-","-","-","-","-","-","-","-","-","-","-","-","-","-","-","-","-","-","-","-","-","-","-","-","-","-","-"]
["VINNO Q5-3C-EU主机","V10232",9000590,"启用","VINNO Q5-3C-EU主机","VINNO Q5-3C-EU Main Unit",null,"海外","ALL",null,1,"Suzhou","-","-","-","-","X","-","-","-","-","-","-","-","-","-","-","-","-","-","-","-","-","-","-","-","-","-","-","-","-","-","-","-","-","-","-","-","-","-","-","-","-","-","-","-","-","-","-","-","-","-","-","-","-","-","-","-","-","-","-","-","-","-","-","-","-","-","-","-","-","-","-","-","-","-","-","-","-","-","-","-","-","-","-","-","-","-","-"]
["VINNO Q5S-3C-EU主机","V10233",9000591,"未发布","VINNO Q5S-3C-EU主机","VINNO Q5S-3C-EU Main Unit",null,"海外","ALL",null,1,"Suzhou","-","-","-","-","-","X","-","-","-","-","-","-","-","-","-","-","-","-","-","-","-","-","-","-","-","-","-","-","-","-","-","-","-","-","-","-","-","-","-","-","-","-","-","-","-","-","-","-","-","-","-","-","-","-","-","-","-","-","-","-","-","-","-","-","-","-","-","-","-","-","-","-","-","-","-","-","-","-","-","-","-","-","-","-","-","-","-"]
["VINNO Q3E-7L-EU主机","V10237",9000592,"未发布","VINNO Q3E-7L-EU主机","VINNO Q3E-7L-EU Main Unit",null,"海外","ALL",null,1,"Suzhou","-","-","-","-","-","-","X","-","-","-","-","-","-","-","-","-","-","-","-","-","-","-","-","-","-","-","-","-","-","-","-","-","-","-","-","-","-","-","-","-","-","-","-","-","-","-","-","-","-","-","-","-","-","-","-","-","-","-","-","-","-","-","-","-","-","-","-","-","-","-","-","-","-","-","-","-","-","-","-","-","-","-","-","-","-","-","-"]
["VINNO Q3-7L-EU主机","V10238",9000593,"未发布","VINNO Q3-7L-EU主机","VINNO Q3-7L-EU Main Unit",null,"海外","ALL",null,1,"Suzhou","-","-","-","-","-","-","-","X","-","-","-","-","-","-","-","-","-","-","-","-","-","-","-","-","-","-","-","-","-","-","-","-","-","-","-","-","-","-","-","-","-","-","-","-","-","-","-","-","-","-","-","-","-","-","-","-","-","-","-","-","-","-","-","-","-","-","-","-","-","-","-","-","-","-","-","-","-","-","-","-","-","-","-","-","-","-","-"]
["VINNO Q3S-7L-EU主机","V10239",9000594,"未发布","VINNO Q3S-7L-EU主机","VINNO Q3S-7L-EU Main Unit",null,"海外","ALL",null,1,"Suzhou","-","-","-","-","-","-","-","-","X","-","-","-","-","-","-","-","-","-","-","-","-","-","-","-","-","-","-","-","-","-","-","-","-","-","-","-","-","-","-","-","-","-","-","-","-","-","-","-","-","-","-","-","-","-","-","-","-","-","-","-","-","-","-","-","-","-","-","-","-","-","-","-","-","-","-","-","-","-","-","-","-","-","-","-","-","-","-"]
["VINNO Q5E-7L-EU主机","V10240",9000595,"未发布","VINNO Q5E-7L-EU主机","VINNO Q5E-7L-EU Main Unit",null,"海外","ALL",null,1,"Suzhou","-","-","-","-","-","-","-","-","-","X","-","-","-","-","-","-","-","-","-","-","-","-","-","-","-","-","-","-","-","-","-","-","-","-","-","-","-","-","-","-","-","-","-","-","-","-","-","-","-","-","-","-","-","-","-","-","-","-","-","-","-","-","-","-","-","-","-","-","-","-","-","-","-","-","-","-","-","-","-","-","-","-","-","-","-","-","-"]
["VINNO Q5-7L-EU主机","V10241",9000596,"启用","VINNO Q5-7L-EU主机","VINNO Q5-7L-EU Main Unit",null,"海外","ALL",null,1,"Suzhou","-","-","-","-","-","-","-","-","-","-","X","-","-","-","-","-","-","-","-","-","-","-","-","-","-","-","-","-","-","-","-","-","-","-","-","-","-","-","-","-","-","-","-","-","-","-","-","-","-","-","-","-","-","-","-","-","-","-","-","-","-","-","-","-","-","-","-","-","-","-","-","-","-","-","-","-","-","-","-","-","-","-","-","-","-","-","-"]
["VINNO Q5S-7L-EU主机","V10242",9000597,"未发布","VINNO Q5S-7L-EU主机","VINNO Q5S-7L-EU Main Unit",null,"海外","ALL",null,1,"Suzhou","-","-","-","-","-","-","-","-","-","-","-","X","-","-","-","-","-","-","-","-","-","-","-","-","-","-","-","-","-","-","-","-","-","-","-","-","-","-","-","-","-","-","-","-","-","-","-","-","-","-","-","-","-","-","-","-","-","-","-","-","-","-","-","-","-","-","-","-","-","-","-","-","-","-","-","-","-","-","-","-","-","-","-","-","-","-","-"]
["VINNO Q3E-2P-EU主机","V10246",9000598,"未发布","VINNO Q3E-2P-EU主机","VINNO Q3E-2P-EU Main Unit",null,"海外","ALL",null,1,"Suzhou","-","-","-","-","-","-","-","-","-","-","-","-","X","-","-","-","-","-","-","-","-","-","-","-","-","-","-","-","-","-","-","-","-","-","-","-","-","-","-","-","-","-","-","-","-","-","-","-","-","-","-","-","-","-","-","-","-","-","-","-","-","-","-","-","-","-","-","-","-","-","-","-","-","-","-","-","-","-","-","-","-","-","-","-","-","-","-"]
["VINNO Q3-2P-EU主机","V10247",9000599,"未发布","VINNO Q3-2P-EU主机","VINNO Q3-2P-EU Main Unit",null,"海外","ALL",null,1,"Suzhou","-","-","-","-","-","-","-","-","-","-","-","-","-","X","-","-","-","-","-","-","-","-","-","-","-","-","-","-","-","-","-","-","-","-","-","-","-","-","-","-","-","-","-","-","-","-","-","-","-","-","-","-","-","-","-","-","-","-","-","-","-","-","-","-","-","-","-","-","-","-","-","-","-","-","-","-","-","-","-","-","-","-","-","-","-","-","-"]
["VINNO Q3S-2P-EU主机","V10248",9000600,"未发布","VINNO Q3S-2P-EU主机","VINNO Q3S-2P-EU Main Unit",null,"海外","ALL",null,1,"Suzhou","-","-","-","-","-","-","-","-","-","-","-","-","-","-","X","-","-","-","-","-","-","-","-","-","-","-","-","-","-","-","-","-","-","-","-","-","-","-","-","-","-","-","-","-","-","-","-","-","-","-","-","-","-","-","-","-","-","-","-","-","-","-","-","-","-","-","-","-","-","-","-","-","-","-","-","-","-","-","-","-","-","-","-","-","-","-","-"]
["VINNO Q5E-2P-EU主机","V10249",9000601,"未发布","VINNO Q5E-2P-EU主机","VINNO Q5E-2P-EU Main Unit",null,"海外","ALL",null,1,"Suzhou","-","-","-","-","-","-","-","-","-","-","-","-","-","-","-","X","-","-","-","-","-","-","-","-","-","-","-","-","-","-","-","-","-","-","-","-","-","-","-","-","-","-","-","-","-","-","-","-","-","-","-","-","-","-","-","-","-","-","-","-","-","-","-","-","-","-","-","-","-","-","-","-","-","-","-","-","-","-","-","-","-","-","-","-","-","-","-"]
["VINNO Q5-2P-EU主机","V10250",9000602,"启用","VINNO Q5-2P-EU主机","VINNO Q5-2P-EU Main Unit",null,"海外","ALL",null,1,"Suzhou","-","-","-","-","-","-","-","-","-","-","-","-","-","-","-","-","X","-","-","-","-","-","-","-","-","-","-","-","-","-","-","-","-","-","-","-","-","-","-","-","-","-","-","-","-","-","-","-","-","-","-","-","-","-","-","-","-","-","-","-","-","-","-","-","-","-","-","-","-","-","-","-","-","-","-","-","-","-","-","-","-","-","-","-","-","-","-"]
["VINNO Q5S-2P-EU主机","V10251",9000603,"未发布","VINNO Q5S-2P-EU主机","VINNO Q5S-2P-EU Main Unit",null,"海外","ALL",null,1,"Suzhou","-","-","-","-","-","-","-","-","-","-","-","-","-","-","-","-","-","X","-","-","-","-","-","-","-","-","-","-","-","-","-","-","-","-","-","-","-","-","-","-","-","-","-","-","-","-","-","-","-","-","-","-","-","-","-","-","-","-","-","-","-","-","-","-","-","-","-","-","-","-","-","-","-","-","-","-","-","-","-","-","-","-","-","-","-","-","-"]
[{"$nulls":10},1,{"$nulls":49},"-"]
["VINNO Q3E+ 3C-EU主机","V10826",9000996,"未发布","VINNO Q3E+ 3C-EU主机","VINNO Q3E+ 3C-EU Main Unit",null,"海外","ALL",null,1,"Suzhou","-","-","-","-","-","-","-","-","-","-","-","-","-","-","-","-","-","-","X","-","-","-","-","-","-","-","-","-","-","-",{"$nulls":18},"-","-","-"]
["VINNO Q3+ 3C-EU主机","V10815",9000985,"未发布","VINNO Q3+ 3C-EU主机","VINNO Q3+ 3C-EU Main Unit",null,"海外","ALL",null,1,"Suzhou","-","-","-","-","-","-","-","-","-","-","-","-","-","-","-","-","-","-","-","X","-","-","-","-","-","-","-","-","-","-",{"$nulls":18},"-","-","-"]
["VINNO Q5E+ 3C-EU主机","V10816",9000986,"未发布","VINNO Q5E+ 3C-EU主机","VINNO Q5E+ 3C-EU Main Unit",null,"海外","ALL",null,1,"Suzhou","-","-","-","-","-","-","-","-","-","-","-","-","-","-","-","-","-","-","-","-","X","-","-","-","-","-","-","-","-","-",{"$nulls":18},"-","-","-"]
["VINNO Q5+ 3C-EU主机","V10817",9000987,"启用","VINNO Q5+ 3C-EU主机","VINNO Q5+ 3C-EU Main Unit",null,"海外","ALL",null,1,"Suzhou","-","-","-","-","-","-","-","-","-","-","-","-","-","-","-","-","-","-","-","-","-","X","-","-","-","-","-","-","-","-",{"$nulls":18},"-","-","-"]
["VINNO Q3E+ 7L-EU主机","V10818",9000988,"未发布","VINNO Q3E+ 7L-EU主机","VINNO Q3E+ 7L-EU Main Unit",null,"海外","ALL",null,1,"Suzhou","-","-","-","-","-","-","-","-","-","-","-","-","-","-","-","-","-","-","-","-","-","-","X","-","-","-","-","-","-","-",{"$nulls":18},"-","-","-"]
["VINNO Q3+ 7L-EU主机","V10819",9000989,"未发布","VINNO Q3+ 7L-EU主机","VINNO Q3+ 7L-EU Main Unit",null,"海外","ALL",null,1,"Suzhou","-","-","-","-","-","-","-","-","-","-","-","-","-","-","-","-","-","-","-","-","-","-","-","X","-","-","-","-","-","-",{"$nulls":18},"-","-","-"]
["VINNO Q5E+ 7L-EU主机","V10820",9000990,"未发布","VINNO Q5E+ 7L-EU主机","VINNO Q5E+ 7L-EU Main Unit",null,"海外","ALL",null,1,"Suzhou","-","-","-","-","-","-","-","-","-","-","-","-","-","-","-","-","-","-","-","-","-","-","-","-","X","-","-","-","-","-",{"$nulls":18},"-","-","-"]
["VINNO Q5+ 7L-EU主机","V10821",9000991,"启用","VINNO Q5+ 7L-EU主机","VINNO Q5+ 7L-EU Main Unit",null,"海外","ALL",null,1,"Suzhou","-","-","-","-","-","-","-","-","-","-","-","-","-","-","-","-","-","-","-","-","-","-","-","-","-","X","-","-","-","-",{"$nulls":18},"-","-","-"]
["VINNO Q3E+ 2P-EU主机","V10822",9000992,"未发布","VINNO Q3E+ 2P-EU主机","VINNO Q3E+ 2P-EU Main Unit",null,"海外","ALL",null,1,"Suzhou","-","-","-","-","-","-","-","-","-","-","-","-","-","-","-","-","-","-","-","-","-","-","-","-","-","-","X","-","-","-",{"$nulls":18},"-","-","-"]
["VINNO Q3+ 2P-EU主机","V10823",9000993,"未发布","VINNO Q3+ 2P-EU主机","VINNO Q3+ 2P-EU Main Unit",null,"海外","ALL",null,1,"Suzhou","-","-","-","-","-","-","-","-","-","-","-","-","-","-","-","-","-","-","-","-","-","-","-","-","-","-","-","X","-","-",{"$nulls":18},"-","-","-"]
["VINNO Q5E+ 2P-EU主机","V10824",9000994,"未发布","VINNO Q5E+ 2P-EU主机","VINNO Q5E+ 2P-EU Main Unit",null,"海外","ALL",null,1,"Suzhou","-","-","-","-","-","-","-","-","-","-","-","-","-","-","-","-","-","-","-","-","-","-","-","-","-","-","-","-","X","-",{"$nulls":18},"-","-","-"]
["VINNO Q5+ 2P-EU主机","V10825",9000995,"启用","VINNO Q5+ 2P-EU主机","VINNO Q5+ 2P-EU Main Unit",null,"海外","ALL",null,1,"Suzhou","-","-","-","-","-","-","-","-","-","-","-","-","-","-","-","-","-","-","-","-","-","-","-","-","-","-","-","-","-","X",{"$nulls":18},"-","-","-"]
[{"$nulls":10},1]
[{"$nulls":10},1,{"$nulls":52},"-","-","-","-","-","-","-","-","-","-","-","-","-","-","-","-","-","-","-","-","-","-","-","-","-","-","-","-","-","-","-","-","-","-","-","-"]
["VINNO Q3E-3C巴西版主机","V10381",9000256,"未发布","VINNO Q3E-3C巴西版主机","VINNO Q3E-3C -BRA-Main Unit",null,"海外","BR",null,1,"Suzhou","-","-","-","-","-","-","-","-","-","-","-","-","-","-","-","-","-","-","-","-","-","-","-","-","-","-","-","-","-","-","X","-","-","-","-","-","-","-","-","-","-","-","-","-","-","-","-","-","-","-","-","-","-","-","-","-","-","-","-","-","-","-","-","-","-","-","-","-","-","-","-","-","-","-","-","-","-","-","-","-","-","-","-","-","-","-","-"]
["VINNO Q3-3C巴西版主机","V10382",9000257,"未发布","VINNO Q3-3C巴西版主机","VINNO Q3-3C -BRA-Main Unit",null,"海外","BR",null,1,"Suzhou","-","-","-","-","-","-","-","-","-","-","-","-","-","-","-","-","-","-","-","-","-","-","-","-","-","-","-","-","-","-","-","X","-","-","-","-","-","-","-","-","-","-","-","-","-","-","-","-","-","-","-","-","-","-","-","-","-","-","-","-","-","-","-","-","-","-","-","-","-","-","-","-","-","-","-","-","-","-","-","-","-","-","-","-","-","-","-"]
["VINNO Q3S-3C巴西版主机","V10383",9000258,"未发布","VINNO Q3S-3C巴西版主机","VINNO Q3S-3C -BRA-Main Unit",null,"海外","BR",null,1,"Suzhou","-","-","-","-","-","-","-","-","-","-","-","-","-","-","-","-","-","-","-","-","-","-","-","-","-","-","-","-","-","-","-","-","X","-","-","-","-","-","-","-","-","-","-","-","-","-","-","-","-","-","-","-","-","-","-","-","-","-","-","-","-","-","-","-","-","-","-","-","-","-","-","-","-","-","-","-","-","-","-","-","-","-","-","-","-","-","-"]
["VINNO Q5E-3C巴西版主机","V10384",9000259,"未发布","VINNO Q5E-3C巴西版主机","VINNO Q5E-3C -BRA-Main Unit",null,"海外","BR",null,1,"Suzhou","-","-","-","-","-","-","-","-","-","-","-","-","-","-","-","-","-","-","-","-","-","-","-","-","-","-","-","-","-","-","-","-","-","X","-","-","-","-","-","-","-","-","-","-","-","-","-","-","-","-","-","-","-","-","-","-","-","-","-","-","-","-","-","-","-","-","-","-","-","-","-","-","-","-","-","-","-","-","-","-","-","-","-","-","-","-","-"]
["VINNO Q5-3C巴西版主机","V10385",9000260,"启用","VINNO Q5-3C巴西版主机","VINNO Q5-3C -BRA-Main Unit",null,"海外","BR",null,1,"Suzhou","-","-","-","-","-","-","-","-","-","-","-","-","-","-","-","-","-","-","-","-","-","-","-","-","-","-","-","-","-","-","-","-","-","-","X","-","-","-","-","-","-","-","-","-","-","-","-","-","-","-","-","-","-","-","-","-","-","-","-","-","-","-","-","-","-","-","-","-","-","-","-","-","-","-","-","-","-","-","-","-","-","-","-","-","-","-","-"]
["VINNO Q5S-3C巴西版主机","V10386",9000261,"未发布","VINNO Q5S-3C巴西版主机","VINNO Q5S-3C -BRA-Main Unit",null,"海外","BR",null,1,"Suzhou","-","-","-","-","-","-","-","-","-","-","-","-","-","-","-","-","-","-","-","-","-","-","-","-","-","-","-","-","-","-","-","-","-","-","-","X","-","-","-","-","-","-","-","-","-","-","-","-","-","-","-","-","-","-","-","-","-","-","-","-","-","-","-","-","-","-","-","-","-","-","-","-","-","-","-","-","-","-","-","-","-","-","-","-","-","-","-"]
["VINNO Q3E-7L巴西版主机","V10387",9000265,"未发布","VINNO Q3E-7L巴西版主机","VINNO Q3E-7L -BRA-Main Unit",null,"海外","BR",null,1,"Suzhou","-","-","-","-","-","-","-","-","-","-","-","-","-","-","-","-","-","-","-","-","-","-","-","-","-","-","-","-","-","-","-","-","-","-","-","-","X","-","-","-","-","-","-","-","-","-","-","-","-","-","-","-","-","-","-","-","-","-","-","-","-","-","-","-","-","-","-","-","-","-","-","-","-","-","-","-","-","-","-","-","-","-","-","-","-","-","-"]
["VINNO Q3-7L巴西版主机","V10388",9000266,"未发布","VINNO Q3-7L巴西版主机","VINNO Q3-7L -BRA-Main Unit",null,"海外","BR",null,1,"Suzhou","-","-","-","-","-","-","-","-","-","-","-","-","-","-","-","-","-","-","-","-","-","-","-","-","-","-","-","-","-","-","-","-","-","-","-","-","-","X","-","-","-","-","-","-","-","-","-","-","-","-","-","-","-","-","-","-","-","-","-","-","-","-","-","-","-","-","-","-","-","-","-","-","-","-","-","-","-","-","-","-","-","-","-","-","-","-","-"]
["VINNO Q3S-7L巴西版主机","V10389",9000267,"未发布","VINNO Q3S-7L巴西版主机","VINNO Q3S-7L -BRA-Main Unit",null,"海外","BR",null,1,"Suzhou","-","-","-","-","-","-","-","-","-","-","-","-","-","-","-","-","-","-","-","-","-","-","-","-","-","-","-","-","-","-","-","-","-","-","-","-","-","-","X","-","-","-","-","-","-","-","-","-","-","-","-","-","-","-","-","-","-","-","-","-","-","-","-","-","-","-","-","-","-","-","-","-","-","-","-","-","-","-","-","-","-","-","-","-","-","-","-"]
["VINNO Q5E-7L巴西版主机","V10390",9000268,"未发布","VINNO Q5E-7L巴西版主机","VINNO Q5E-7L -BRA-Main Unit",null,"海外","BR",null,1,"Suzhou","-","-","-","-","-","-","-","-","-","-","-","-","-","-","-","-","-","-","-","-","-","-","-","-","-","-","-","-","-","-","-","-","-","-","-","-","-","-","-","X","-","-","-","-","-","-","-","-","-","-","-","-","-","-","-","-","-","-","-","-","-","-","-","-","-","-","-","-","-","-","-","-","-","-","-","-","-","-","-","-","-","-","-","-","-","-","-"]
["VINNO Q5-7L巴西版主机","V10391",9000269,"启用","VINNO Q5-7L巴西版主机","VINNO Q5-7L -BRA-Main Unit",null,"海外","BR",null,1,"Suzhou","-","-","-","-","-","-","-","-","-","-","-","-","-","-","-","-","-","-","-","-","-","-","-","-","-","-","-","-","-","-","-","-","-","-","-","-","-","-","-","-","X","-","-","-","-","-","-","-","-","-","-","-","-","-","-","-","-","-","-","-","-","-","-","-","-","-","-","-","-","-","-","-","-","-","-","-","-","-","-","-","-","-","-","-","-","-","-"]
["VINNO Q5S-7L巴西版主机","V10392",9000270,"未发布","VINNO Q5S-7L巴西版主机","VINNO Q5S-7L -BRA-Main Unit",null,"海外","BR",null,1,"Suzhou","-","-","-","-","-","-","-","-","-","-","-","-","-","-","-","-","-","-","-","-","-","-","-","-","-","-","-","-","-","-","-","-","-","-","-","-","-","-","-","-","-","X","-","-","-","-","-","-","-","-","-","-","-","-","-","-","-","-","-","-","-","-","-","-","-","-","-","-","-","-","-","-","-","-","-","-","-","-","-","-","-","-","-","-","-","-","-"]
["VINNO Q3E-2P巴西版主机","V10393",9000274,"未发布","VINNO Q3E-2P巴西版主机","VINNO Q3E-2P -BRA-Main Unit",null,"海外","BR",null,1,"Suzhou","-","-","-","-","-","-","-","-","-","-","-","-","-","-","-","-","-","-","-","-","-","-","-","-","-","-","-","-","-","-","-","-","-","-","-","-","-","-","-","-","-","-","X","-","-","-","-","-","-","-","-","-","-","-","-","-","-","-","-","-","-","-","-","-","-","-","-","-","-","-","-","-","-","-","-","-","-","-","-","-","-","-","-","-","-","-","-"]
["VINNO Q3-2P巴西版主机","V10394",9000275,"未发布","VINNO Q3-2P巴西版主机","VINNO Q3-2P -BRA-Main Unit",null,"海外","BR",null,1,"Suzhou","-","-","-","-","-","-","-","-","-","-","-","-","-","-","-","-","-","-","-","-","-","-","-","-","-","-","-","-","-","-","-","-","-","-","-","-","-","-","-","-","-","-","-","X","-","-","-","-","-","-","-","-","-","-","-","-","-","-","-","-","-","-","-","-","-","-","-","-","-","-","-","-","-","-","-","-","-","-","-","-","-","-","-","-","-","-","-"]
["VINNO Q3S-2P巴西版主机","V10395",9000276,"未发布","VINNO Q3S-2P巴西版主机","VINNO Q3S-2P -BRA-Main Unit",null,"海外","BR",null,1,"Suzhou","-","-","-","-","-","-","-","-","-","-","-","-","-","-","-","-","-","-","-","-","-","-","-","-","-","-","-","-","-","-","-","-","-","-","-","-","-","-","-","-","-","-","-","-","X","-","-","-","-","-","-","-","-","-","-","-","-","-","-","-","-","-","-","-","-","-","-","-","-","-","-","-","-","-","-","-","-","-","-","-","-","-","-","-","-","-","-"]
["VINNO Q5E-2P巴西版主机","V10396",9000277,"未发布","VINNO Q5E-2P巴西版主机","VINNO Q5E-2P -BRA-Main Unit",null,"海外","BR",null,1,"Suzhou","-","-","-","-","-","-","-","-","-","-","-","-","-","-","-","-","-","-","-","-","-","-","-","-","-","-","-","-","-","-","-","-","-","-","-","-","-","-","-","-","-","-","-","-","-","X","-","-","-","-","-","-","-","-","-","-","-","-","-","-","-","-","-","-","-","-","-","-","-","-","-","-","-","-","-","-","-","-","-","-","-","-","-","-","-","-","-"]
["VINNO Q5-2P巴西版主机","V10397",9000278,"启用","VINNO Q5-2P巴西版主机","VINNO Q5-2P -BRA-Main Unit",null,"海外","BR",null,1,"Suzhou","-","-","-","-","-","-","-","-","-","-","-","-","-","-","-","-","-","-","-","-","-","-","-","-","-","-","-","-","-","-","-","-","-","-","-","-","-","-","-","-","-","-","-","-","-","-","X","-","-","-","-","-","-","-","-","-","-","-","-","-","-","-","-","-","-","-","-","-","-","-","-","-","-","-","-","-","-","-","-","-","-","-","-","-","-","-","-"]
["VINNO Q5S-2P巴西版主机","V10398",9000279,"未发布","VINNO Q5S-2P巴西版主机","VINNO Q5S-2P -BRA-Main Unit",null,"海外","BR",null,1,"Suzhou","-","-","-","-","-","-","-","-","-","-","-","-","-","-","-","-","-","-","-","-","-","-","-","-","-","-","-","-","-","-","-","-","-","-","-","-","-","-","-","-","-","-","-","-","-","-","-","X","-","-","-","-","-","-","-","-","-","-","-","-","-","-","-","-","-","-","-","-","-","-","-","-","-","-","-","-","-","-","-","-","-","-","-","-","-","-","-"]
[{"$nulls":10},1]
["P3E-3C-EU主机","V10644",9000788,"未发布","P3E-3C-EU主机","P3E-3C-Main Unit",null,"海外",null,"BR/BY/RU",1,"Suzhou","-","-","-","-","-","-","-","-","-","-","-","-","-","-","-","-","-","-","-","-","-","-","-","-","-","-","-","-","-","-","-","-","-","-","-","-","-","-","-","-","-","-","-","-","-","-","-","-","-","-","-","X","-","-","-","-","-","-","-","-","-","-","-","-","-","-","-","-","-","-","-","-","-","-","-","-","-","-","-","-","-","-","-","-","-","-","-"]
["P3E-7L-EU主机","V10650",9000794,"未发布","P3E-7L-EU主机","P3E-7L-Main Unit",null,"海外",null,"BR/BY/RU",1,"Suzhou","-","-","-","-","-","-","-","-","-","-","-","-","-","-","-","-","-","-","-","-","-","-","-","-","-","-","-","-","-","-","-","-","-","-","-","-","-","-","-","-","-","-","-","-","-","-","-","-","-","-","-","-","X","-","-","-","-","-","-","-","-","-","-","-","-","-","-","-","-","-","-","-","-","-","-","-","-","-","-","-","-","-","-","-","-","-","-"]
["P3E-2P-EU主机","V10656",9000800,"未发布","P3E-2P-EU主机","P3E-2P-Main Unit",null,"海外",null,"BR/BY/RU",1,"Suzhou","-","-","-","-","-","-","-","-","-","-","-","-","-","-","-","-","-","-","-","-","-","-","-","-","-","-","-","-","-","-","-","-","-","-","-","-","-","-","-","-","-","-","-","-","-","-","-","-","-","-","-","-","-","X","-","-","-","-","-","-","-","-","-","-","-","-","-","-","-","-","-","-","-","-","-","-","-","-","-","-","-","-","-","-","-","-","-"]
["P3-3C-EU主机","V10645",9000789,"未发布","P3-3C-EU主机","P3-3C-Main Unit",null,"海外",null,"BR/BY/RU",1,"Suzhou","-","-","-","-","-","-","-","-","-","-","-","-","-","-","-","-","-","-","-","-","-","-","-","-","-","-","-","-","-","-","-","-","-","-","-","-","-","-","-","-","-","-","-","-","-","-","-","-","-","-","-","-","-","-","X","-","-","-","-","-","-","-","-","-","-","-","-","-","-","-","-","-","-","-","-","-","-","-","-","-","-","-","-","-","-","-","-"]
["P3-7L-EU主机","V10651",9000795,"未发布","P3-7L-EU主机","P3-7L-Main Unit",null,"海外",null,"BR/BY/RU",1,"Suzhou","-","-","-","-","-","-","-","-","-","-","-","-","-","-","-","-","-","-","-","-","-","-","-","-","-","-","-","-","-","-","-","-","-","-","-","-","-","-","-","-","-","-","-","-","-","-","-","-","-","-","-","-","-","-","-","X","-","-","-","-","-","-","-","-","-","-","-","-","-","-","-","-","-","-","-","-","-","-","-","-","-","-","-","-","-","-","-"]
["P3-2P-EU主机","V10657",9000801,"未发布","P3-2P-EU主机","P3-2P-Main Unit",null,"海外",null,"BR/BY/RU",1,"Suzhou","-","-","-","-","-","-","-","-","-","-","-","-","-","-","-","-","-","-","-","-","-","-","-","-","-","-","-","-","-","-","-","-","-","-","-","-","-","-","-","-","-","-","-","-","-","-","-","-","-","-","-","-","-","-","-","-","X","-","-","-","-","-","-","-","-","-","-","-","-","-","-","-","-","-","-","-","-","-","-","-","-","-","-","-","-","-","-"]
["P5E-3C-EU主机","V10646",9000790,"未发布","P5E-3C-EU主机","P5E-3C-Main Unit",null,"海外",null,"BR/BY/RU",1,"Suzhou","-","-","-","-","-","-","-","-","-","-","-","-","-","-","-","-","-","-","-","-","-","-","-","-","-","-","-","-","-","-","-","-","-","-","-","-","-","-","-","-","-","-","-","-","-","-","-","-","-","-","-","-","-","-","-","-","-","X","-","-","-","-","-","-","-","-","-","-","-","-","-","-","-","-","-","-","-","-","-","-","-","-","-","-","-","-","-"]
["P5E-7L-EU主机","V10652",9000796,"未发布","P5E-7L-EU主机","P5E-7L-Main Unit",null,"海外",null,"BR/BY/RU",1,"Suzhou","-","-","-","-","-","-","-","-","-","-","-","-","-","-","-","-","-","-","-","-","-","-","-","-","-","-","-","-","-","-","-","-","-","-","-","-","-","-","-","-","-","-","-","-","-","-","-","-","-","-","-","-","-","-","-","-","-","-","X","-","-","-","-","-","-","-","-","-","-","-","-","-","-","-","-","-","-","-","-","-","-","-","-","-","-","-","-"]
["P5E-2P-EU主机","V10658",9000802,"未发布","P5E-2P-EU主机","P5E-2P-Main Unit",null,"海外",null,"BR/BY/RU",1,"Suzhou","-","-","-","-","-","-","-","-","-","-","-","-","-","-","-","-","-","-","-","-","-","-","-","-","-","-","-","-","-","-","-","-","-","-","-","-","-","-","-","-","-","-","-","-","-","-","-","-","-","-","-","-","-","-","-","-","-","-","-","X","-","-","-","-","-","-","-","-","-","-","-","-","-","-","-","-","-","-","-","-","-","-","-","-","-","-","-"]
["P5-3C-EU主机","V10647",9000791,"启用","P5-3C-EU主机","P5-3C-Main Unit",null,"海外",null,"BR/BY/RU",1,"Suzhou","-","-","-","-","-","-","-","-","-","-","-","-","-","-","-","-","-","-","-","-","-","-","-","-","-","-","-","-","-","-","-","-","-","-","-","-","-","-","-","-","-","-","-","-","-","-","-","-","-","-","-","-","-","-","-","-","-","-","-","-","X","-","-","-","-","-","-","-","-","-","-","-","-","-","-","-","-","-","-","-","-","-","-","-","-","-","-"]
["P5-7L-EU主机","V10653",9000797,"启用","P5-7L-EU主机","P5-7L-Main Unit",null,"海外",null,"BR/BY/RU",1,"Suzhou","-","-","-","-","-","-","-","-","-","-","-","-","-","-","-","-","-","-","-","-","-","-","-","-","-","-","-","-","-","-","-","-","-","-","-","-","-","-","-","-","-","-","-","-","-","-","-","-","-","-","-","-","-","-","-","-","-","-","-","-","-","X","-","-","-","-","-","-","-","-","-","-","-","-","-","-","-","-","-","-","-","-","-","-","-","-","-"]
["P5-2P-EU主机","V10659",9000803,"启用","P5-2P-EU主机","P5-2P-Main Unit",null,"海外",null,"BR/BY/RU",1,"Suzhou","-","-","-","-","-","-","-","-","-","-","-","-","-","-","-","-","-","-","-","-","-","-","-","-","-","-","-","-","-","-","-","-","-","-","-","-","-","-","-","-","-","-","-","-","-","-","-","-","-","-","-","-","-","-","-","-","-","-","-","-","-","-","X","-","-","-","-","-","-","-","-","-","-","-","-","-","-","-","-","-","-","-","-","-","-","-","-"]
["P7E-3C-EU主机","V10648",9000792,"未发布","P7E-3C-EU主机","P7E-3C-Main Unit",null,"海外",null,"BR/BY/RU",1,"Suzhou","-","-","-","-","-","-","-","-","-","-","-","-","-","-","-","-","-","-","-","-","-","-","-","-","-","-","-","-","-","-","-","-","-","-","-","-","-","-","-","-","-","-","-","-","-","-","-","-","-","-","-","-","-","-","-","-","-","-","-","-","-","-","-","X","-","-","-","-","-","-","-","-","-","-","-","-","-","-","-","-","-","-","-","-","-","-","-"]
["P7E-7L-EU主机","V10654",9000798,"未发布","P7E-7L-EU主机","P7E-7L-Main Unit",null,"海外",null,"BR/BY/RU",1,"Suzhou","-","-","-","-","-","-","-","-","-","-","-","-","-","-","-","-","-","-","-","-","-","-","-","-","-","-","-","-","-","-","-","-","-","-","-","-","-","-","-","-","-","-","-","-","-","-","-","-","-","-","-","-","-","-","-","-","-","-","-","-","-","-","-","-","X","-","-","-","-","-","-","-","-","-","-","-","-","-","-","-","-","-","-","-","-","-","-"]
["P7E-2P-EU主机","V10660",9000804,"未发布","P7E-2P-EU主机","P7E-2P-Main Unit",null,"海外",null,"BR/BY/RU",1,"Suzhou","-","-","-","-","-","-","-","-","-","-","-","-","-","-","-","-","-","-","-","-","-","-","-","-","-","-","-","-","-","-","-","-","-","-","-","-","-","-","-","-","-","-","-","-","-","-","-","-","-","-","-","-","-","-","-","-","-","-","-","-","-","-","-","-","-","X","-","-","-","-","-","-","-","-","-","-","-","-","-","-","-","-","-","-","-","-","-"]
["P7-3C-EU主机","V10649",9000793,"未发布","P7-3C-EU主机","P7-3C-Main Unit",null,"海外",null,"BR/BY/RU",1,"Suzhou","-","-","-","-","-","-","-","-","-","-","-","-","-","-","-","-","-","-","-","-","-","-","-","-","-","-","-","-","-","-","-","-","-","-","-","-","-","-","-","-","-","-","-","-","-","-","-","-","-","-","-","-","-","-","-","-","-","-","-","-","-","-","-","-","-","-","X","-","-","-","-","-","-","-","-","-","-","-","-","-","-","-","-","-","-","-","-"]
["P7-7L-EU主机","V10655",9000799,"未发布","P7-7L-EU主机","P7-7L-Main Unit",null,"海外",null,"BR/BY/RU",1,"Suzhou","-","-","-","-","-","-","-","-","-","-","-","-","-","-","-","-","-","-","-","-","-","-","-","-","-","-","-","-","-","-","-","-","-","-","-","-","-","-","-","-","-","-","-","-","-","-","-","-","-","-","-","-","-","-","-","-","-","-","-","-","-","-","-","-","-","-","-","X","-","-","-","-","-","-","-","-","-","-","-","-","-","-","-","-","-","-","-"]
["P7-2P-EU主机","V10661",9000805,"未发布","P7-2P-EU主机","P7-2P-Main Unit",null,"海外",null,"BR/BY/RU",1,"Suzhou","-","-","-","-","-","-","-","-","-","-","-","-","-","-","-","-","-","-","-","-","-","-","-","-","-","-","-","-","-","-","-","-","-","-","-","-","-","-","-","-","-","-","-","-","-","-","-","-","-","-","-","-","-","-","-","-","-","-","-","-","-","-","-","-","-","-","-","-","X","-","-","-","-","-","-","-","-","-","-","-","-","-","-","-","-","-","-"]
[{"$nulls":10},1]
["VINNO P3E-3C-巴西版主机","V10785",9000952,"启用","VINNO P3E-3C-巴西版主机","VINNO P3E-3C-BRA-Main Unit",null,"海外","BR",null,1,"Suzhou","-","-","-","-","-","-","-","-","-","-","-","-","-","-","-","-","-","-","-","-","-","-","-","-","-","-","-","-","-","-","-","-","-","-","-","-","-","-","-","-","-","-","-","-","-","-","-","-","-","-","-","-","-","-","-","-","-","-","-","-","-","-","-","-","-","-","-","-","-","X","-","-","-","-","-","-","-","-","-","-","-","-","-","-","-","-","-"]
["VINNO P3E-7L-巴西版主机","V10791",9000958,"启用","VINNO P3E-7L-巴西版主机","VINNO P3E-7L-BRA-Main Unit",null,"海外","BR",null,1,"Suzhou","-","-","-","-","-","-","-","-","-","-","-","-","-","-","-","-","-","-","-","-","-","-","-","-","-","-","-","-","-","-","-","-","-","-","-","-","-","-","-","-","-","-","-","-","-","-","-","-","-","-","-","-","-","-","-","-","-","-","-","-","-","-","-","-","-","-","-","-","-","-","X","-","-","-","-","-","-","-","-","-","-","-","-","-","-","-","-"]
["VINNO P3E-2P-巴西版主机","V10797",9000964,"启用","VINNO P3E-2P-巴西版主机","VINNO P3E-2P-BRA-Main Unit",null,"海外","BR",null,1,"Suzhou","-","-","-","-","-","-","-","-","-","-","-","-","-","-","-","-","-","-","-","-","-","-","-","-","-","-","-","-","-","-","-","-","-","-","-","-","-","-","-","-","-","-","-","-","-","-","-","-","-","-","-","-","-","-","-","-","-","-","-","-","-","-","-","-","-","-","-","-","-","-","-","X","-","-","-","-","-","-","-","-","-","-","-","-","-","-","-"]
["VINNO P3-3C-巴西版主机","V10786",9000953,"启用","VINNO P3-3C-巴西版主机","VINNO P3-3C-BRA-Main Unit",null,"海外","BR",null,1,"Suzhou","-","-","-","-","-","-","-","-","-","-","-","-","-","-","-","-","-","-","-","-","-","-","-","-","-","-","-","-","-","-","-","-","-","-","-","-","-","-","-","-","-","-","-","-","-","-","-","-","-","-","-","-","-","-","-","-","-","-","-","-","-","-","-","-","-","-","-","-","-","-","-","-","X","-","-","-","-","-","-","-","-","-","-","-","-","-","-"]
["VINNO P3-7L-巴西版主机","V10792",9000959,"启用","VINNO P3-7L-巴西版主机","VINNO P3-7L-BRA-Main Unit",null,"海外","BR",null,1,"Suzhou","-","-","-","-","-","-","-","-","-","-","-","-","-","-","-","-","-","-","-","-","-","-","-","-","-","-","-","-","-","-","-","-","-","-","-","-","-","-","-","-","-","-","-","-","-","-","-","-","-","-","-","-","-","-","-","-","-","-","-","-","-","-","-","-","-","-","-","-","-","-","-","-","-","X","-","-","-","-","-","-","-","-","-","-","-","-","-"]
["VINNO P3-2P-巴西版主机","V10798",9000965,"启用","VINNO P3-2P-巴西版主机","VINNO P3-2P-BRA-Main Unit",null,"海外","BR",null,1,"Suzhou","-","-","-","-","-","-","-","-","-","-","-","-","-","-","-","-","-","-","-","-","-","-","-","-","-","-","-","-","-","-","-","-","-","-","-","-","-","-","-","-","-","-","-","-","-","-","-","-","-","-","-","-","-","-","-","-","-","-","-","-","-","-","-","-","-","-","-","-","-","-","-","-","-","-","X","-","-","-","-","-","-","-","-","-","-","-","-"]
["VINNO P5E-3C-巴西版主机","V10787",9000954,"启用","VINNO P5E-3C-巴西版主机","VINNO P5E-3C-BRA-Main Unit",null,"海外","BR",null,1,"Suzhou","-","-","-","-","-","-","-","-","-","-","-","-","-","-","-","-","-","-","-","-","-","-","-","-","-","-","-","-","-","-","-","-","-","-","-","-","-","-","-","-","-","-","-","-","-","-","-","-","-","-","-","-","-","-","-","-","-","-","-","-","-","-","-","-","-","-","-","-","-","-","-","-","-","-","-","X","-","-","-","-","-","-","-","-","-","-","-"]
["VINNO P5E-7L-巴西版主机","V10793",9000960,"启用","VINNO P5E-7L-巴西版主机","VINNO P5E-7L-BRA-Main Unit",null,"海外","BR",null,1,"Suzhou","-","-","-","-","-","-","-","-","-","-","-","-","-","-","-","-","-","-","-","-","-","-","-","-","-","-","-","-","-","-","-","-","-","-","-","-","-","-","-","-","-","-","-","-","-","-","-","-","-","-","-","-","-","-","-","-","-","-","-","-","-","-","-","-","-","-","-","-","-","-","-","-","-","-","-","-","X","-","-","-","-","-","-","-","-","-","-"]
["VINNO P5E-2P-巴西版主机","V10799",9000966,"启用","VINNO P5E-2P-巴西版主机","VINNO P5E-2P-BRA-Main Unit",null,"海外","BR",null,1,"Suzhou","-","-","-","-","-","-","-","-","-","-","-","-","-","-","-","-","-","-","-","-","-","-","-","-","-","-","-","-","-","-","-","-","-","-","-","-","-","-","-","-","-","-","-","-","-","-","-","-","-","-","-","-","-","-","-","-","-","-","-","-","-","-","-","-","-","-","-","-","-","-","-","-","-","-","-","-","-","X","-","-","-","-","-","-","-","-","-"]
["VINNO P5-3C-巴西版主机","V10788",9000955,"启用","VINNO P5-3C-巴西版主机","VINNO P5-3C-BRA-Main Unit",null,"海外","BR",null,1,"Suzhou","-","-","-","-","-","-","-","-","-","-","-","-","-","-","-","-","-","-","-","-","-","-","-","-","-","-","-","-","-","-","-","-","-","-","-","-","-","-","-","-","-","-","-","-","-","-","-","-","-","-","-","-","-","-","-","-","-","-","-","-","-","-","-","-","-","-","-","-","-","-","-","-","-","-","-","-","-","-","X","-","-","-","-","-","-","-","-"]
["VINNO P5-7L-巴西版主机","V10794",9000961,"启用","VINNO P5-7L-巴西版主机","VINNO P5-7L-BRA-Main Unit",null,"海外","BR",null,1,"Suzhou","-","-","-","-","-","-","-","-","-","-","-","-","-","-","-","-","-","-","-","-","-","-","-","-","-","-","-","-","-","-","-","-","-","-","-","-","-","-","-","-","-","-","-","-","-","-","-","-","-","-","-","-","-","-","-","-","-","-","-","-","-","-","-","-","-","-","-","-","-","-","-","-","-","-","-","-","-","-","-","X","-","-","-","-","-","-","-"]
["VINNO P5-2P-巴西版主机","V10800",9000967,"启用","VINNO P5-2P-巴西版主机","VINNO P5-2P-BRA-Main Unit",null,"海外","BR",null,1,"Suzhou","-","-","-","-","-","-","-","-","-","-","-","-","-","-","-","-","-","-","-","-","-","-","-","-","-","-","-","-","-","-","-","-","-","-","-","-","-","-","-","-","-","-","-","-","-","-","-","-","-","-","-","-","-","-","-","-","-","-","-","-","-","-","-","-","-","-","-","-","-","-","-","-","-","-","-","-","-","-","-","-","X","-","-","-","-","-","-"]
["VINNO P7E-3C-巴西版主机","V10789",9000956,"启用","VINNO P7E-3C-巴西版主机","VINNO P7E-3C-BRA-Main Unit",null,"海外","BR",null,1,"Suzhou","-","-","-","-","-","-","-","-","-","-","-","-","-","-","-","-","-","-","-","-","-","-","-","-","-","-","-","-","-","-","-","-","-","-","-","-","-","-","-","-","-","-","-","-","-","-","-","-","-","-","-","-","-","-","-","-","-","-","-","-","-","-","-","-","-","-","-","-","-","-","-","-","-","-","-","-","-","-","-","-","-","X","-","-","-","-","-"]
["VINNO P7E-7L-巴西版主机","V10795",9000962,"启用","VINNO P7E-7L-巴西版主机","VINNO P7E-7L-BRA-Main Unit",null,"海外","BR",null,1,"Suzhou","-","-","-","-","-","-","-","-","-","-","-","-","-","-","-","-","-","-","-","-","-","-","-","-","-","-","-","-","-","-","-","-","-","-","-","-","-","-","-","-","-","-","-","-","-","-","-","-","-","-","-","-","-","-","-","-","-","-","-","-","-","-","-","-","-","-","-","-","-","-","-","-","-","-","-","-","-","-","-","-","-","-","X","-","-","-","-"]
["VINNO P7E-2P-巴西版主机","V10801",9000968,"启用","VINNO P7E-2P-巴西版主机","VINNO P7E-2P-BRA-Main Unit",null,"海外","BR",null,1,"Suzhou","-","-","-","-","-","-","-","-","-","-","-","-","-","-","-","-","-","-","-","-","-","-","-","-","-","-","-","-","-","-","-","-","-","-","-","-","-","-","-","-","-","-","-","-","-","-","-","-","-","-","-","-","-","-","-","-","-","-","-","-","-","-","-","-","-","-","-","-","-","-","-","-","-","-","-","-","-","-","-","-","-","-","-","X","-","-","-"]
["VINNO P7-3C-巴西版主机","V10790",9000957,"启用","VINNO P7-3C-巴西版主机","VINNO P7-3C-BRA-Main Unit",null,"海外","BR",null,1,"Suzhou","-","-","-","-","-","-","-","-","-","-","-","-","-","-","-","-","-","-","-","-","-","-","-","-","-","-","-","-","-","-","-","-","-","-","-","-","-","-","-","-","-","-","-","-","-","-","-","-","-","-","-","-","-","-","-","-","-","-","-","-","-","-","-","-","-","-","-","-","-","-","-","-","-","-","-","-","-","-","-","-","-","-","-","-","X","-","-"]
["VINNO P7-7L-巴西版主机","V10796",9000963,"启用","VINNO P7-7L-巴西版主机","VINNO P7-7L-BRA-Main Unit",null,"海外","BR",null,1,"Suzhou","-","-","-","-","-","-","-","-","-","-","-","-","-","-","-","-","-","-","-","-","-","-","-","-","-","-","-","-","-","-","-","-","-","-","-","-","-","-","-","-","-","-","-","-","-","-","-","-","-","-","-","-","-","-","-","-","-","-","-","-","-","-","-","-","-","-","-","-","-","-","-","-","-","-","-","-","-","-","-","-","-","-","-","-","-","X","-"]
["VINNO P7-2P-巴西版主机","V10802",9000969,"启用","VINNO P7-2P-巴西版主机","VINNO P7-2P-BRA-Main Unit",null,"海外","BR",null,1,"Suzhou","-","-","-","-","-","-","-","-","-","-","-","-","-","-","-","-","-","-","-","-","-","-","-","-","-","-","-","-","-","-","-","-","-","-","-","-","-","-","-","-","-","-","-","-","-","-","-","-","-","-","-","-","-","-","-","-","-","-","-","-","-","-","-","-","-","-","-","-","-","-","-","-","-","-","-","-","-","-","-","-","-","-","-","-","-","-","X"]
[{"$nulls":10},1]
["OEM-Elitech-Q5E-2P主机套件","  V40042",2000309,"停用","OEM-Elitech-Q5E-2P主机套件","OEM-Elitech-Q5E-2P-Main Unit",null,"海外","ID",null,1,"Suzhou",{"$nulls":48},"-","-","-"]
["OEM-Elitech-Q5E-3C主机套件","V40043",2000310,"停用","OEM-Elitech-Q5E-3C主机套件","OEM-Elitech-Q5E-3C-Main Unit",null,"海外","ID",null,1,"Suzhou",{"$nulls":48},"-","-","-"]
["OEM-Elitech-Q5E-7L主机套件","V40044",2000311,"停用","OEM-Elitech-Q5E-7L主机套件","OEM-Elitech-Q5E-7L-Main Unit",null,"海外","ID",null,1,"Suzhou",{"$nulls":48},"-","-","-"]
["Q5E-印尼OEM-2P主控套件","V40072",2000459,"启用","OEM-Elitech-Q5E-2P-主控套件","OEM-Elitech-Q5E-2P-Main system kits",null,"海外","ID",null,1,"Suzhou",{"$nulls":48},"X"]
["Q5E-印尼OEM-3C主控套件","V40071",2000458,"启用","OEM-Elitech-Q5E-3C-主控套件","OEM-Elitech-Q5E-3C-Main system kits",null,"海外","ID",null,1,"Suzhou",{"$nulls":49},"X"]
["Q5E-印尼OEM-7L主控套件","V40070",2000457,"启用","OEM-Elitech-Q5E-7L-主控套件","OEM-Elitech-Q5E-7L-Main system kits",null,"海外","ID",null,1,"Suzhou",{"$nulls":50},"X"]
[]
["Power cable(select one)"]
["欧标两芯交流电源线","V30470"," 3201061 ","启用","欧标两芯交流电源线","AC Power Cord EU",null,"海外","ALL",null,1,"Suzhou","O","O","O","O","O","O","O","O","O","O","O","O","O","O","O","O","O","O","-","-","-","-","-","-","-","-","-","-","-","-","O","O","O","O","O","O","O","O","O","O","O","O","O","O","O","O","O","O","-","-","-","O","O","O","O","O","O","O","O","O","O","O","O","O","O","O","O","O","O","O","O","O","O","O","O","O","O","O","O","O","O","O","O","O","O","O","O"]
["美标两芯交流电源线","V30469"," 3201060 ","启用","美标两芯交流电源线","AC Power Cord USA",null,"海外","ALL",null,1,"Suzhou","O","O","O","O","O","O","O","O","O","O","O","O","O","O","O","O","O","O","-","-","-","-","-","-","-","-","-","-","-","-","O","O","O","O","O","O","O","O","O","O","O","O","O","O","O","O","O","O","-","-","-","O","O","O","O","O","O","O","O","O","O","O","O","O","O","O","O","O","O","O","O","O","O","O","O","O","O","O","O","O","O","O","O","O","O","O","O"]
["澳大利亚两芯交流电源线","V30695",3201056,"启用","澳大利亚两芯交流电源线","AC Power Cord AUS",null,"海外","ALL",null,1,"Suzhou","O","O","O","O","O","O","O","O","O","O","O","O","O","O","O","O","O","O","-","-","-","-","-","-","-","-","-","-","-","-","O","O","O","O","O","O","O","O","O","O","O","O","O","O","O","O","O","O","-","-","-","O","O","O","O","O","O","O","O","O","O","O","O","O","O","O","O","O","O","O","O","O","O","O","O","O","O","O","O","O","O","O","O","O","O","O","O"]
["巴西两芯交流电源线","V30696",3201057,"启用","巴西两芯交流电源线","AC Power Cord BRA",null,"海外","ALL",null,1,"Suzhou","O","O","O","O","O","O","O","O","O","O","O","O","O","O","O","O","O","O","-","-","-","-","-","-","-","-","-","-","-","-","O","O","O","O","O","O","O","O","O","O","O","O","O","O","O","O","O","O","-","-","-","O","O","O","O","O","O","O","O","O","O","O","O","O","O","O","O","O","O","O","O","O","O","O","O","O","O","O","O","O","O","O","O","O","O","O","O"]
["英标两芯交流电源线","V30697",3201065,"启用","英标两芯交流电源线","AC Power Cord UK",null,"海外","ALL",null,1,"Suzhou","O","O","O","O","O","O","O","O","O","O","O","O","O","O","O","O","O","O","-","-","-","-","-","-","-","-","-","-","-","-","O","O","O","O","O","O","O","O","O","O","O","O","O","O","O","O","O","O","-","-","-","O","O","O","O","O","O","O","O","O","O","O","O","O","O","O","O","O","O","O","O","O","O","O","O","O","O","O","O","O","O","O","O","O","O","O","O"]
["印度两芯交流电源线","V30698",3202144,"启用","印度两芯交流电源线","AC Power Cord INA",null,"海外","ALL",null,1,"Suzhou","O","O","O","O","O","O","O","O","O","O","O","O","O","O","O","O","O","O","-","-","-","-","-","-","-","-","-","-","-","-","O","O","O","O","O","O","O","O","O","O","O","O","O","O","O","O","O","O","-","-","-","O","O","O","O","O","O","O","O","O","O","O","O","O","O","O","O","O","O","O","O","O","O","O","O","O","O","O","O","O","O","O","O","O","O","O","O"]
[]
[]
["User Manual(select one)"]
["掌上彩色超声诊断仪英文版基本用户手册","V30392",8000280,"启用","掌上彩色超声诊断仪英文版基本用户手册","VINNO Q series Basic User Manual_EN",null,"海外","ALL",null,1,"Suzhou","X","X","X","X","X","X","X","X","X","X","X","X","X","X","X","X","X","X","-","-","-","-","-","-","-","-","-","-","-","-","X","X","X","X","X","X","X","X","X","X","X","X","X","X","X","X","X","X","-","-","-","-","-","-","-","-","-","-","-","-","-","-","-","-","-","-","-","-","-","-","-","-","-","-","-","-","-","-","-","-","-","-","-","-","-","-","-"]
["掌上彩色超声诊断仪法语基本用户手册","V30481",8000370,"启用","掌上彩色超声诊断仪法语基本用户手册","VINNO Q series Basic User Manual_FR",null,"海外","ALL",null,1,"Suzhou","O","O","O","O","O","O","O","O","O","O","O","O","O","O","O","O","O","O","-","-","-","-","-","-","-","-","-","-","-","-","-","-","-","-","-","-","-","-","-","-","-","-","-","-","-","-","-","-","-","-","-","-","-","-","-","-","-","-","-","-","-","-","-","-","-","-","-","-","-","-","-","-","-","-","-","-","-","-","-","-","-","-","-","-","-","-","-"]
["掌上彩色超声诊断仪德语基本用户手册","V30480",8000369,"启用","掌上彩色超声诊断仪德语基本用户手册","VINNO Q series Basic User Manual_DE",null,"海外","ALL",null,1,"Suzhou","O","O","O","O","O","O","O","O","O","O","O","O","O","O","O","O","O","O","-","-","-","-","-","-","-","-","-","-","-","-","-","-","-","-","-","-","-","-","-","-","-","-","-","-","-","-","-","-","-","-","-","-","-","-","-","-","-","-","-","-","-","-","-","-","-","-","-","-","-","-","-","-","-","-","-","-","-","-","-","-","-","-","-","-","-","-","-"]
["掌上彩色超声诊断仪意大利基本用户手册","V30482",8000371,"启用","掌上彩色超声诊断仪意大利基本用户手册","VINNO Q series Basic User Manual_IT",null,"海外","ALL",null,1,"Suzhou","O","O","O","O","O","O","O","O","O","O","O","O","O","O","O","O","O","O","-","-","-","-","-","-","-","-","-","-","-","-","-","-","-","-","-","-","-","-","-","-","-","-","-","-","-","-","-","-","-","-","-","-","-","-","-","-","-","-","-","-","-","-","-","-","-","-","-","-","-","-","-","-","-","-","-","-","-","-","-","-","-","-","-","-","-","-","-"]
["掌上彩色超声诊断仪西班牙语基本用户手册","V30483",8000372,"启用","掌上彩色超声诊断仪西班牙语基本用户手册","VINNO Q series Basic User Manual_ES",null,"海外","ALL",null,1,"Suzhou","O","O","O","O","O","O","O","O","O","O","O","O","O","O","O","O","O","O","-","-","-","-","-","-","-","-","-","-","-","-","-","-","-","-","-","-","-","-","-","-","-","-","-","-","-","-","-","-","-","-","-","-","-","-","-","-","-","-","-","-","-","-","-","-","-","-","-","-","-","-","-","-","-","-","-","-","-","-","-","-","-","-","-","-","-","-","-"]
["掌上彩色超声诊断仪巴西葡语基本用户手册","V30511",8000373,"启用","掌上彩色超声诊断仪巴西葡语基本用户手册","VINNO Q series Basic User Manual_PT",null,"海外","ALL",null,1,"Suzhou","O","O","O","O","O","O","O","O","O","O","O","O","O","O","O","O","O","O","-","-","-","-","-","-","-","-","-","-","-","-","O","O","O","O","O","O","O","O","O","O","O","O","O","O","O","O","O","O","-","-","-","-","-","-","-","-","-","-","-","-","-","-","-","-","-","-","-","-","-","-","-","-","-","-","-","-","-","-","-","-","-","-","-","-","-","-","-"]
["掌上彩色超声诊断仪巴西葡语基本用户手册","V30699",8000524,"启用","掌上彩色超声诊断仪巴西葡语基本用户手册","VINNO P series Basic User Manual_PT",null,"海外","ALL",null,1,"Suzhou","-","-","-","-","-","-","-","-","-","-","-","-","-","-","-","-","-","-","-","-","-","-","-","-","-","-","-","-","-","-","-","-","-","-","-","-","-","-","-","-","-","-","-","-","-","-","-","-","-","-","-","O","O","O","O","O","O","O","O","O","O","O","O","O","O","O","O","O","O","O","O","O","O","O","O","O","O","O","O","O","O","O","O","O","O","O","O"]
["掌上彩色超声诊断仪英文版基本用户手册","V30707",8000519,"启用","掌上彩色超声诊断仪英文版基本用户手册","VINNO P series Basic User Manual_EN",null,"海外","ALL",null,1,"Suzhou","-","-","-","-","-","-","-","-","-","-","-","-","-","-","-","-","-","-","-","-","-","-","-","-","-","-","-","-","-","-","-","-","-","-","-","-","-","-","-","-","-","-","-","-","-","-","-","-","-","-","-","X","X","X","X","X","X","X","X","X","X","X","X","X","X","X","X","X","X","X","X","X","X","X","X","X","X","X","X","X","X","X","X","X","X","X","X"]
["掌上彩色超声诊断仪西班牙语基本用户手册","V30801",8000608,"启用","掌上彩色超声诊断仪西班牙语基本用户手册","VINNO P series Basic User Manual_ES",null,"海外","ALL",null,1,"Suzhou","-","-","-","-","-","-","-","-","-","-","-","-","-","-","-","-","-","-","-","-","-","-","-","-","-","-","-","-","-","-","-","-","-","-","-","-","-","-","-","-","-","-","-","-","-","-","-","-","-","-","-","O","O","O","O","O","O","O","O","O","O","O","O","O","O","O","O","O","O","O","O","O","O","O","O","O","O","O","O","O","O","O","O","O","O","O","O"]
["掌上彩色超声诊断仪英语基本用户手册","V30847",8000616,"启用","掌上彩色超声诊断仪英文版基本用户手册","VINNO Q+ series Basic User Manual_EN",null,"海外","ALL",null,1,"Suzhou",{"$nulls":18},"X","X","X","X","X","X","X","X","X","X","X","X"]
[]
[]
["Quick Guide (select one)"]
["掌上彩色超声诊断仪快速指南_EN ","V30394",8000341,"启用","掌上彩色超声诊断仪快速指南","VINNO Q series Quick Guide_EN ",null,"海外","ALL",null,1,"Suzhou","X","X","X","X","X","X","X","X","X","X","X","X","X","X","X","X","X","X","-","-","-","-","-","-","-","-","-","-","-","-","-","-","-","-","-","-","-","-","-","-","-","-","-","-","-","-","-","-","-","-","-","-","-","-","-","-","-","-","-","-","-","-","-","-","-","-","-","-","-","-","-","-","-","-","-","-","-","-","-","-","-","-","-","-","-","-","-"]
["掌上彩色超声诊断仪快速指南_EN ","V30852",8000646,"启用","掌上彩色超声诊断仪快速指南","VINNO Q+ series Quick Guide_EN",null,"海外","ALL",null,1,"Suzhou",{"$nulls":18},"X","X","X","X","X","X","X","X","X","X","X","X"]
["掌上彩色超声诊断仪快速指南_DE","V30484",8000470,"启用","掌上彩色超声诊断仪德语快速指南","VINNO Q series Quick Guide_DE",null,"海外","ALL",null,1,"Suzhou","O","O","O","O","O","O","O","O","O","O","O","O","O","O","O","O","O","O","-","-","-","-","-","-","-","-","-","-","-","-","-","-","-","-","-","-","-","-","-","-","-","-","-","-","-","-","-","-","-","-","-","-","-","-","-","-","-","-","-","-","-","-","-","-","-","-","-","-","-","-","-","-","-","-","-","-","-","-","-","-","-","-","-","-","-","-","-"]
["掌上彩色超声诊断仪快速指南_ES","V30485",8000471,"启用","掌上彩色超声诊断仪西班牙快速指南","VINNO Q series Quick Guide_ES",null,"海外","ALL",null,1,"Suzhou","O","O","O","O","O","O","O","O","O","O","O","O","O","O","O","O","O","O","-","-","-","-","-","-","-","-","-","-","-","-","-","-","-","-","-","-","-","-","-","-","-","-","-","-","-","-","-","-","-","-","-","-","-","-","-","-","-","-","-","-","-","-","-","-","-","-","-","-","-","-","-","-","-","-","-","-","-","-","-","-","-","-","-","-","-","-","-"]
["掌上彩色超声诊断仪快速指南_FR","V30486",8000472,"启用","掌上彩色超声诊断仪法语快速指南","VINNO Q series Quick Guide_FR",null,"海外","ALL",null,1,"Suzhou","O","O","O","O","O","O","O","O","O","O","O","O","O","O","O","O","O","O","-","-","-","-","-","-","-","-","-","-","-","-","-","-","-","-","-","-","-","-","-","-","-","-","-","-","-","-","-","-","-","-","-","-","-","-","-","-","-","-","-","-","-","-","-","-","-","-","-","-","-","-","-","-","-","-","-","-","-","-","-","-","-","-","-","-","-","-","-"]
[" 掌上彩色超声诊断仪快速指南_IT","V30487",8000473,"启用","掌上彩色超声诊断仪意大利快速指南"," VINNO Q series Quick Guide_IT",null,"海外","ALL",null,1,"Suzhou","O","O","O","O","O","O","O","O","O","O","O","O","O","O","O","O","O","O","-","-","-","-","-","-","-","-","-","-","-","-","-","-","-","-","-","-","-","-","-","-","-","-","-","-","-","-","-","-","-","-","-","-","-","-","-","-","-","-","-","-","-","-","-","-","-","-","-","-","-","-","-","-","-","-","-","-","-","-","-","-","-","-","-","-","-","-","-"]
["掌上彩色超声诊断仪快速指南_pt-BR","V30488",8000474,"启用","掌上彩色超声诊断仪巴西葡萄牙快速指南","VINNO Q series Quick Guide_pt-BR",null,"海外","ALL",null,1,"Suzhou","O","O","O","O","O","O","O","O","O","O","O","O","O","O","O","O","O","O","-","-","-","-","-","-","-","-","-","-","-","-","O","O","O","O","O","O","O","O","O","O","O","O","O","O","O","O","O","O","-","-","-","-","-","-","-","-","-","-","-","-","-","-","-","-","-","-","-","-","-","-","-","-","-","-","-","-","-","-","-","-","-","-","-","-","-","-","-"]
[]
["Optional Features"]
["VSpeckle I","V30598",6000257,"停用","I型组织斑点噪声抑制技术","VSpeckle I",null,"海外/国内","ALL",null,2,"Suzhou","X","X","X","X","X","X","X","X","X","X","X","X","X","X","X","X","X","X","X","X","X","X","X","X","X","X","X","X","X","X","X","X","X","X","X","X","X","X","X","X","X","X","X","X","X","X","X","X","-","-","-","-","-","-","-","-","-","-","-","-","-","-","-","-","-","-","-","-","-","-","-","-","-","-","-","-","-","-","-","-","-","-","-","-","-","-","-"]
["VSpeckle ","V30209",6000087,"启用","组织斑点噪声抑制","VSpeckle ",null,"海外/国内","ALL",null,2,"Suzhou","X","X","X","X","X","X","X","X","X","X","X","X","X","X","X","X","X","X","X","X","X","X","X","X","X","X","X","X","X","X","X","X","X","X","X","X","X","X","X","X","X","X","X","X","X","X","X","X","-","-","-","X","X","X","X","X","X","X","X","X","X","X","X","X","X","X","X","X","X","X","X","X","X","X","X","X","X","X","X","X","X","X","X","X","X","X","X"]
["VFusion","V30583",6000241,"启用","复合超声成像","VFusion",null,"海外/国内","ALL",null,2,"Suzhou","X","X","X","X","X","X","X","X","X","X","X","X","-","-","-","-","-","-","X","X","X","X","X","X","X","X","-","-","-","-","X","X","X","X","X","X","X","X","X","X","X","X","-","-","-","-","-","-","-","-","-","X","X","-","X","X","-","X","X","-","X","X","-","X","X","-","X","X","-","X","X","-","X","X","-","X","X","-","X","X","-","X","X","-","X","X","-"]
["Auto optimization","V30584",6000242,"启用","自动优化功能","Auto optimization",null,"海外/国内","ALL",null,2,"Suzhou","X","X","X","X","X","X","X","X","X","X","X","X","X","X","X","X","X","X","X","X","X","X","X","X","X","X","X","X","X","X","X","X","X","X","X","X","X","X","X","X","X","X","X","X","X","X","X","X","-","-","-","X","X","X","X","X","X","X","X","X","X","X","X","X","X","X","X","X","X","X","X","X","X","X","X","X","X","X","X","X","X","X","X","X","X","X","X"]
["PWD","V30586",6000244,"启用","脉冲多普勒","PWD",null,"海外/国内","ALL",null,2,"Suzhou","X","X","X","X","X","X","X","X","X","X","X","X","X","X","X","X","X","X","X","X","X","X","X","X","X","X","X","X","X","X","X","X","X","X","X","X","X","X","X","X","X","X","X","X","X","X","X","X","-","-","-","X","X","X","X","X","X","X","X","X","X","X","X","X","X","X","X","X","X","X","X","X","X","X","X","X","X","X","X","X","X","X","X","X","X","X","X"]
["Readzoom","V30590",6000248,"启用","局部放大","Readzoom",null,"海外/国内","ALL",null,2,"Suzhou","X","X","X","X","X","X","X","X","X","X","X","X","X","X","X","X","X","X","X","X","X","X","X","X","X","X","X","X","X","X","X","X","X","X","X","X","X","X","X","X","X","X","X","X","X","X","X","X","-","-","-","X","X","X","X","X","X","X","X","X","X","X","X","X","X","X","X","X","X","X","X","X","X","X","X","X","X","X","X","X","X","X","X","X","X","X","X"]
["CFI function","V30591",6000249,"启用","彩色多普勒","CFI function",null,"海外/国内","ALL",null,2,"Suzhou","X","X","X","X","X","X","X","X","X","X","X","X","X","X","X","X","X","X","X","X","X","X","X","X","X","X","X","X","X","X","X","X","X","X","X","X","X","X","X","X","X","X","X","X","X","X","X","X","-","-","-","X","X","X","X","X","X","X","X","X","X","X","X","X","X","X","X","X","X","X","X","X","X","X","X","X","X","X","X","X","X","X","X","X","X","X","X"]
["CF Velocity Profile","V30593",6000251,"启用","血流速度分布图","CF Velocity Profile",null,"海外/国内","ALL",null,2,"Suzhou","X","X","X","X","X","X","X","X","X","X","X","X","X","X","X","X","X","X","X","X","X","X","X","X","X","X","X","X","X","X","X","X","X","X","X","X","X","X","X","X","X","X","X","X","X","X","X","X","-","-","-","-","-","-","-","-","-","-","-","-","-","-","-","-","-","-","-","-","-","-","-","-","-","-","-","-","-","-","-","-","-","-","-","-","-","-","-"]
["advanced CFI","V30594",6000252,"启用","高灵敏度彩色多普勒","advanced CFI",null,"海外/国内","ALL",null,2,"Suzhou","-","-","-","-","-","-","-","-","-","-","-","-","-","-","-","-","-","-","X","X","X","-","-","-","-","-","-","-","-","-","-","-","-","-","-","-","-","-","-","-","-","-","-","-","-","-","-","-","-","-","-","-","-","-","-","-","-","-","-","-","-","-","-","-","-","-","-","-","-","-","-","-","-","-","-","-","-","-","-","-","-","-","-","-","-","-","-"]
["B/Color steer","V30595",6000253,"启用","灰阶与彩色独立偏转","B/Color steer",null,"海外/国内","ALL",null,2,"Suzhou","-","-","-","-","-","-","X","X","X","X","X","X","-","-","-","-","-","-","-","-","-","-","X","X","X","X","-","-","-","-","-","-","-","-","-","-","X","X","X","X","X","X","-","-","-","-","-","-","-","-","-","-","X","-","-","X","-","-","X","-","-","X","-","-","X","-","-","X","-","-","X","-","-","X","-","-","X","-","-","X","-","-","X","-","-","X","-"]
["Image Clipboard","V30597",6000255,"启用","图像剪贴板功能","Image Clipboard",null,"海外/国内","ALL",null,2,"Suzhou","X","X","X","X","X","X","X","X","X","X","X","X","X","X","X","X","X","X","X","X","X","X","X","X","X","X","X","X","X","X","X","X","X","X","X","X","X","X","X","X","X","X","X","X","X","X","X","X","-","-","-","X","X","X","X","X","X","X","X","X","X","X","X","X","X","X","X","X","X","X","X","X","X","X","X","X","X","X","X","X","X","X","X","X","X","X","X"]
["VTissue","V30041",3200487,"启用","组织速度特征成像","VTissue",null,"海外/国内","ALL",null,2,"Suzhou","Δ","Δ","Δ","Δ","Δ","Δ","Δ","Δ","Δ","Δ","Δ","Δ","Δ","Δ","Δ","Δ","Δ","Δ","Δ","Δ","Δ","-","-","-","-","-","-","-","-","-","Δ","Δ","Δ","Δ","Δ","Δ","Δ","Δ","Δ","Δ","Δ","Δ","Δ","Δ","Δ","Δ","Δ","Δ","-","-","-","-","-","-","-","-","-","-","-","-","-","-","-","-","-","-","-","-","-","-","-","-","-","-","-","-","-","-","-","-","-","-","-","-","-","-","-"]
["Easy Compare","V30063",6000028,"启用","记忆追踪对比技术","Easy Compare",null,"海外/国内","ALL",null,2,"Suzhou","X","X","X","X","X","X","X","X","X","X","X","X","X","X","X","X","X","X","X","X","X","X","X","X","X","X","X","X","X","X","X","X","X","X","X","X","X","X","X","X","X","X","X","X","X","X","X","X","-","-","-","-","-","-","-","-","-","-","-","-","-","-","-","-","-","-","-","-","-","-","-","-","-","-","-","-","-","-","-","-","-","-","-","-","-","-","-"]
["Duplex/Triplex 2D/Color/PW","V30081",6000035,"启用","二同步/三同步图像显示","Duplex/Triplex 2D/Color/PW",null,"海外/国内","ALL",null,2,"Suzhou","-","-","-","-","-","-","-","-","-","-","-","-","-","-","-","-","-","-","-","-","-","-","-","-","-","-","-","-","X","-","-","-","-","-","-","-","-","-","-","-","-","-","-","-","-","-","-","-","-","-","-","-","-","-","-","-","-","-","-","-","-","-","-","-","-","-","-","-","-","-","-","-","-","-","-","-","-","-","-","-","-","-","-","-","-","-","-"]
["CWD","V30051",6000016,"启用","连续多普勒","CWD",null,"海外/国内","ALL",null,2,"Suzhou","-","-","-","-","-","-","-","-","-","-","-","-","-","-","-","-","-","-","X","X","X","-","-","-","-","-","-","-","X","-","-","-","-","-","-","-","-","-","-","-","-","-","-","-","-","-","-","-","-","-","-","-","-","-","-","-","-","-","-","-","-","-","-","-","-","-","-","-","-","-","-","-","-","-","-","-","-","-","-","-","-","-","-","-","-","-","-"]
["FULL screen","V30310",6000143,"启用","全屏显示","FULL screen",null,"海外/国内","ALL",null,2,"Suzhou","O","O","X","O","X","O","O","O","X","O","X","O","O","O","X","O","X","O","X","X","X","X","X","X","X","X","X","O","X","X","O","O","X","O","X","O","O","O","X","O","X","O","O","O","X","O","X","O","-","-","-","X","X","X","X","X","X","X","X","X","X","X","X","X","X","X","X","X","X","X","X","X","X","X","X","X","X","X","X","X","X","X","X","X","X","X","X"]
["Smart Touch Zoom","V30175",6000067,"启用","图像触摸屏缩放操作模式","Smart Touch Zoom",null,"海外/国内","ALL",null,2,"Suzhou","X","X","X","X","X","X","X","X","X","X","X","X","X","X","X","X","X","X","X","X","X","X","X","X","X","X","X","X","X","X","X","X","X","X","X","X","X","X","X","X","X","X","X","X","X","X","X","X","-","-","-","X","X","X","X","X","X","X","X","X","X","X","X","X","X","X","X","X","X","X","X","X","X","X","X","X","X","X","X","X","X","X","X","X","X","X","X"]
["PDI function","V30592",6000250,"启用","能量多普勒","PDI function",null,"海外/国内","ALL",null,2,"Suzhou","X","X","X","X","X","X","X","X","X","X","X","X","X","X","X","X","X","X","X","X","X","X","X","X","X","X","X","X","X","X","X","X","X","X","X","X","X","X","X","X","X","X","X","X","X","X","X","X","-","-","-","X","X","X","X","X","X","X","X","X","X","X","X","X","X","X","X","X","X","X","X","X","X","X","X","X","X","X","X","X","X","X","X","X","X","X","X"]
["B+CF simultaneously ","V30064",6000029,"启用","灰阶与彩色双幅显示","B+CF simultaneously ",null,"海外/国内","ALL",null,2,"Suzhou","X","X","X","X","X","X","X","X","X","X","X","X","X","X","X","X","X","X","X","X","X","X","X","X","X","X","X","X","X","X","X","X","X","X","X","X","X","X","X","X","X","X","X","X","X","X","X","X","-","-","-","-","-","-","-","-","-","-","-","-","-","-","-","-","-","-","-","-","-","-","-","-","-","-","-","-","-","-","-","-","-","-","-","-","-","-","-"]
["TView ","V30052",6000017,"启用","梯形成像","TView ",null,"海外/国内","ALL",null,2,"Suzhou","O","O","O","O","O","X","O","O","O","O","O","X","O","O","O","O","O","O","O","O","O","X","X","X","X","X","X","X","X","X","O","O","O","O","O","X","O","O","O","O","O","X","O","O","O","O","O","X","-","-","-","X","X","X","X","X","X","X","X","X","X","X","X","X","X","X","X","X","X","X","X","X","X","X","X","X","X","X","X","X","X","X","X","X","X","X","X"]
["Pview","V30031",3200470,"启用","宽景成像","Pview",null,"海外/国内","ALL",null,2,"Suzhou","O","O","O","O","O","X","O","O","O","O","O","X","O","O","O","O","O","O","O","O","O","-","-","-","-","-","-","-","-","-","O","O","O","O","O","X","O","O","O","O","O","X","O","O","O","O","O","X","-","-","-","-","-","-","-","-","-","-","-","-","-","-","-","-","-","-","-","-","-","-","-","-","-","-","-","-","-","-","-","-","-","-","-","-","-","-","-"]
["MAM (multi angle M mode)","V30021",6000008,"启用","全方位M型","MAM (multi angle M mode)",null,"海外/国内","ALL",null,2,"Suzhou","O","O","O","O","O","O","O","O","O","O","O","O","O","O","O","O","O","O","O","O","O","X","X","X","X","X","X","X","X","X","O","O","O","O","O","O","O","O","O","O","O","O","O","O","O","O","O","O","-","-","-","-","-","-","X","X","X","X","X","X","X","X","X","-","-","-","X","X","X","-","-","-","X","X","X","X","X","X","X","X","X","-","-","-","X","X","X"]
["Color M mode","V30061",6000026,"启用","彩色M型","Color M mode",null,"海外/国内","ALL",null,2,"Suzhou","O","O","O","O","O","O","O","O","O","O","O","O","O","O","O","O","O","O","O","O","O","X","X","X","X","X","X","X","X","X","O","O","O","O","O","O","O","O","O","O","O","O","O","O","O","O","O","O","-","-","-","-","-","-","X","X","X","-","-","-","X","X","X","-","-","-","X","X","X","-","-","-","X","X","X","-","-","-","X","X","X","-","-","-","X","X","X"]
["Tissue Doppler (TD)","V30065",6000030,"启用","组织多普勒","Tissue Doppler (TD)",null,"海外/国内","ALL",null,2,"Suzhou","-","-","-","-","-","-","-","-","-","-","-","-","Δ","Δ","Δ","Δ","Δ","Δ","Δ","Δ","Δ","-","-","-","-","-","-","-","-","-","-","-","-","-","-","-","-","-","-","-","-","-","Δ","Δ","Δ","Δ","Δ","Δ","-","-","-","-","-","-","-","-","-","-","-","-","-","-","-","-","-","-","-","-","-","-","-","-","-","-","-","-","-","-","-","-","-","-","-","-","-","-","-"]
["Tissue Velocity Imaging (TVI)","V30036",3200475,"启用","组织速度成像","Tissue Velocity Imaging (TVI)",null,"海外/国内","ALL",null,2,"Suzhou","-","-","-","-","-","-","-","-","-","-","-","-","Δ","Δ","Δ","Δ","Δ","Δ","Δ","Δ","Δ","-","-","-","-","-","-","-","-","-","-","-","-","-","-","-","-","-","-","-","-","-","Δ","Δ","Δ","Δ","Δ","Δ","-","-","-","-","-","-","-","-","-","-","-","-","-","-","-","-","-","-","-","-","-","-","-","-","-","-","-","-","-","-","-","-","-","-","-","-","-","-","-"]
["Tissue Velocity M-mode (TVM)","V30039",3200483,"启用","组织速度M型","Tissue Velocity M-mode (TVM)",null,"海外/国内","ALL",null,2,"Suzhou","-","-","-","-","-","-","-","-","-","-","-","-","Δ","Δ","Δ","Δ","Δ","Δ","Δ","Δ","Δ","-","-","-","-","-","-","-","-","-","-","-","-","-","-","-","-","-","-","-","-","-","Δ","Δ","Δ","Δ","Δ","Δ","-","-","-","-","-","-","-","-","-","-","-","-","-","-","-","-","-","-","-","-","-","-","-","-","-","-","-","-","-","-","-","-","-","-","-","-","-","-","-"]
["Tissue Power Imaging (TPI)","V30170",6000069,"启用","组织多普勒能量图","Tissue Power Imaging (TPI)",null,"海外/国内","ALL",null,2,"Suzhou","-","-","-","-","-","-","-","-","-","-","-","-","Δ","Δ","Δ","Δ","Δ","Δ","Δ","Δ","Δ","-","-","-","-","-","-","-","-","-","-","-","-","-","-","-","-","-","-","-","-","-","Δ","Δ","Δ","Δ","Δ","Δ","-","-","-","-","-","-","-","-","-","-","-","-","-","-","-","-","-","-","-","-","-","-","-","-","-","-","-","-","-","-","-","-","-","-","-","-","-","-","-"]
["Auto IMT","V30033",3200472,"启用","颈动脉内中膜自动测量","Auto IMT",null,"海外/国内","ALL",null,2,"Suzhou","-","-","-","-","-","-","O","O","O","O","O","O","-","-","-","-","-","O","O","O","O","-","-","-","-","-","-","-","-","-","-","-","-","-","-","-","O","O","O","O","O","O","-","-","-","-","-","-","-","-","-","-","-","-","-","-","-","-","-","-","-","-","-","-","-","-","-","-","-","-","-","-","-","-","-","-","-","-","-","-","-","-","-","-","-","-","-"]
["Auto EF","V30149",6000062,"启用","左心室射血分数自动测量包","Auto EF",null,"海外/国内","ALL",null,2,"Suzhou","-","-","-","-","-","-","-","-","-","-","-","-","O","O","O","O","O","O","O","O","O","-","-","-","-","-","-","-","-","-","-","-","-","-","-","-","-","-","-","-","-","-","O","O","O","O","O","O","-","-","-","-","-","-","-","-","-","-","-","-","-","-","-","-","-","-","-","-","-","-","-","-","-","-","-","-","-","-","-","-","-","-","-","-","-","-","-"]
["Auto OB","V30171",6000070,"启用","产科自动测量","Auto OB",null,"海外/国内","ALL",null,2,"Suzhou","X","X","X","X","X","X","-","-","-","-","-","-","-","-","-","-","-","-","X","X","X","-","-","-","-","-","-","-","-","-","X","X","X","X","X","X","-","-","-","-","-","-","-","-","-","-","-","-","-","-","-","-","-","-","-","-","-","-","-","-","-","-","-","-","-","-","-","-","-","-","-","-","-","-","-","-","-","-","-","-","-","-","-","-","-","-","-"]
["Auto Bladder","V30172",6000071,"启用","膀胱自动测量","Auto Bladder",null,"海外/国内","ALL",null,2,"Suzhou","X","X","X","X","X","X","-","-","-","-","-","-","-","-","-","-","-","-","X","X","X","-","-","-","-","-","-","-","-","-","X","X","X","X","X","X","-","-","-","-","-","-","-","-","-","-","-","-","-","-","-","-","-","-","-","-","-","-","-","-","-","-","-","-","-","-","-","-","-","-","-","-","-","-","-","-","-","-","-","-","-","-","-","-","-","-","-"]
["Elastic imaging","V30053",6000018,"启用","Elastic imaging压力式弹性成像","Elastic imaging",null,"海外/国内","ALL",null,2,"Suzhou","-","-","-","-","-","-","-","-","-","-","-","-","-","-","-","-","-","-","-","-","-","-","-","-","-","-","-","-","-","-","-","-","-","-","-","-","-","-","-","-","-","-","-","-","-","-","-","-","-","-","-","-","-","-","-","-","-","-","-","-","-","-","-","-","-","-","-","-","-","-","-","-","-","-","-","-","-","-","-","-","-","-","-","-","-","-","-"]
["Contrast imaging","V30054",6000019,"启用","CBI微泡造影成像","Contrast imaging",null,"海外/国内","ALL",null,2,"Suzhou","-","-","-","-","-","-","-","-","-","-","-","-","-","-","-","-","-","-","-","-","-","-","-","-","-","-","-","-","-","-","-","-","-","-","-","-","-","-","-","-","-","-","-","-","-","-","-","-","-","-","-","-","-","-","-","-","-","-","-","-","-","-","-","-","-","-","-","-","-","-","-","-","-","-","-","-","-","-","-","-","-","-","-","-","-","-","-"]
["vFlash","V30176",6000072,"启用","声动力成像","vFlash",null,"海外/国内","ALL",null,2,"Suzhou","-","-","-","-","-","-","-","-","-","-","-","-","-","-","-","-","-","-","-","-","-","-","-","-","-","-","-","-","-","-","-","-","-","-","-","-","-","-","-","-","-","-",{"$nulls":6},"-","-","-","-","-","-","-","-","-","-","-","-","-","-","-","-","-","-","-","-","-","-","-","-","-","-","-","-","-","-","-","-","-","-","-","-","-","-","-"]
["Needle enhancement","V30080",6000034,"启用","穿刺增强","Needle enhancement",null,"海外/国内","ALL",null,2,"Suzhou","-","-","-","-","-","-","X","X","X","X","X","X","X","-","-","-","-","-","-","X","X","-","O","-","-","X","-","-","-","-","-","-","-","-","-","-","X","X","X","X","X","X","-","-","-","-","-","-","-","-","-","X","X","-","-","X","-","-","X","-","-","X","-","-","X","-","-","X","-","-","X","-","-","X","-","-","X","-","-","X","-","-","X","-","-","X","-"]
["SGC (Scanline gain compensation) ","V30107",6000050,"启用","扫描增益补偿","SGC (Scanline gain compensation) ",null,"海外/国内","ALL",null,2,"Suzhou","O","O","O","X","X","X","O","O","O","X","X","X","O","O","O","X","X","X","X","X","X","X","X","X","X","X","X","X","X","X","O","O","O","X","X","X","O","O","O","X","X","X","O","O","O","X","X","X","-","-","-","-","-","-","-","-","-","-","-","-","-","-","-","-","-","-","-","-","-","-","-","-","-","-","-","-","-","-","-","-","-","-","-","-","-","-","-"]
["Tutorials","V30195",6000079,"启用","超声教学功能","Tutorials",null,"海外/国内","ALL",null,2,"Suzhou","X","X","X","X","X","X","X","X","X","X","X","X","X","X","X","X","X","X","X","X","X","X","X","X","X","X","X","X","X","X","X","X","X","X","X","X","X","X","X","X","X","X","X","X","X","X","X","X","-","-","-","X","X","X","X","X","X","X","X","X","X","X","X","X","X","X","X","X","X","X","X","X","X","X","X","X","X","X","X","X","X","X","X","X","X","X","X"]
["PWV","V30210",6000088,"启用","脉搏波定量分析","PWV",null,"海外/国内","ALL",null,2,"Suzhou","-","-","-","-","-","-","-","-","-","-","-","-","-","-","-","-","-","-","Δ","Δ","Δ","-","-","-","-","-","-","-","-","-","-","-","-","-","-","-","-","-","-","-","-","-","-","-","-","-","-","-","-","-","-","-","-","-","-","-","-","-","-","-","-","-","-","-","-","-","-","-","-","-","-","-","-","-","-","-","-","-","-","-","-","-","-","-","-","-","-"]
["Stress Echo","V30211",6000089,"启用","负荷成像","Stress Echo",null,"海外/国内","ALL",null,2,"Suzhou","-","-","-","-","-","-","-","-","-","-","-","-","-","-","-","-","-","-","Δ","Δ","Δ","-","-","-","-","-","-","-","-","-","-","-","-","-","-","-","-","-","-","-","-","-","-","-","-","-","-","-","-","-","-","-","-","-","-","-","-","-","-","-","-","-","-","-","-","-","-","-","-","-","-","-","-","-","-","-","-","-","-","-","-","-","-","-","-","-","-"]
["2D auto follicle","V30212",6000090,"启用","二维卵泡自动测量","2D auto follicle",null,"海外/国内","ALL",null,2,"Suzhou","O","O","O","O","O","O","-","-","-","-","-","-","-","-","-","-","-","-","O","O","O","-","-","-","-","-","-","-","-","-","O","O","O","O","O","O","-","-","-","-","-","-","-","-","-","-","-","-","-","-","-","-","-","-","-","-","-","-","-","-","-","-","-","-","-","-","-","-","-","-","-","-","-","-","-","-","-","-","-","-","-","-","-","-","-","-","-"]
["HSG","V30215",6000092,"启用","输卵管容积造影","HSG",null,"海外/国内","ALL",null,2,"Suzhou","-","-","-","-","-","-","-","-","-","-","-","-","-","-","-","-","-","-","-","-","-","-","-","-","-","-","-","-","-","-","-","-","-","-","-","-","-","-","-","-","-","-","-","-","-","-","-","-","-","-","-","-","-","-","-","-","-","-","-","-","-","-","-","-","-","-","-","-","-","-","-","-","-","-","-","-","-","-","-","-","-","-","-","-","-","-","-"]
["VINNO   Cardiac Quantification","V30291",6000101,"启用","辅助诊疗功能","VINNO   Cardiac Quantification",null,"海外/国内","ALL",null,2,"Suzhou","-","-","-","-","-","-","-","-","-","-","-","-","O","O","O","O","O","O","O","O","O","-","O","O","O","-","O","O","O","-","-","-","-","-","-","-","-","-","-","-","-","-","O","O","O","O","O","O","-","-","-","-","-","-","-","-","-","-","-","-","-","-","-","-","-","-","-","-","-","-","-","-","-","-","-","-","-","-","-","-","-","-","-","-","-","-","-"]
["Zone Imaging","V30303",6000132,"启用","全御相关成像","Zone Imaging",null,"海外/国内","ALL",null,2,"Suzhou","-","-","-","-","-","-","-","-","-","-","-","-","-","-","-","-","-","-","-","-","-","-","-","-","-","-","-","-","-","-","-","-","-","-","-","-","-","-","-","-","-","-","-","-","-","-","-","-","-","-","-","-","-","-","-","-","-","-","-","-","-","-","-","-","-","-","-","-","-","-","-","-","-","-","-","-","-","-","-","-","-","-","-","-","-","-","-"]
[" VFlow","V30355",6000168,"启用","高灵敏度血流"," VFlow",null,"海外/国内","ALL",null,2,"Suzhou","-","-","-","-","-","-","-","-","-","-","-","-","-","-","-","-","-","-","-","-","-","-","-","-","-","-","-","-","-","-","-","-","-","-","-","-","-","-","-","-","-","-","-","-","-","-","-","-","-","-","-","-","-","-","-","-","-","-","-","-","-","-","-","-","-","-","-","-","-","-","-","-","-","-","-","-","-","-","-","-","-","-","-","-","-","-","-"]
["Strain Imaging","V30356",6000169,"启用","应变成像","Strain Imaging",null,"海外/国内","ALL",null,2,"Suzhou","-","-","-","-","-","-","-","-","-","-","-","-","-","-","-","-","-","-","-","-","-","-","-","-","-","-","-","-","-","-","-","-","-","-","-","-","-","-","-","-","-","-","-","-","-","-","-","-","-","-","-","-","-","-","-","-","-","-","-","-","-","-","-","-","-","-","-","-","-","-","-","-","-","-","-","-","-","-","-","-","-","-","-","-","-","-","-"]
["VAid (Real-time Auto Breast Lesion Detection)","V30357",6000170,"启用","乳腺自动化病灶辅助检测","VAid (Real-time Auto Breast Lesion Detection)",null,"海外/国内","ALL",null,2,"Suzhou","-","-","-","-","-","-","-","-","-","-","-","-","-","-","-","-","-","-","-","-","-","-","-","-","-","-","-","-","-","-","-","-","-","-","-","-","-","-","-","-","-","-","-","-","-","-","-","-","-","-","-","-","-","-","-","-","-","-","-","-","-","-","-","-","-","-","-","-","-","-","-","-","-","-","-","-","-","-","-","-","-","-","-","-","-","-","-"]
["VReport","V30363",6000173,"启用","运动版","VReport",null,"海外/国内","ALL",null,2,"Suzhou","O","O","O","O","O","O","O","O","O","O","O","O","O","O","O","O","O","O","O","O","O","X","X","X","X","X","X","X","X","X","O","O","O","O","O","O","O","O","O","O","O","O","O","O","O","O","O","O","-","-","-","-","-","-","-","-","-","-","-","-","-","-","-","-","-","-","-","-","-","-","-","-","-","-","-","-","-","-","-","-","-","-","-","-","-","-","-"]
["VSPORT","V30386",6000177,"启用","运动版","VSPORT",null,"海外/国内","ALL",null,2,"Suzhou","-","-","-","-","-","-","-","-","-","-","-","-","-","-","-","-","-","-","-","-","-","-","-","-","-","-","-","-","-","-","-","-","-","-","-","-","-","-","-","-","-","-","-","-","-","-","-","-","-","-","-","-","-","-","-","-","-","-","-","-","-","-","-","-","-","-","-","-","-","-","-","-","-","-","-","-","-","-","-","-","-","-","-","-","-","-","-"]
["Emergency","V30463",6000186,"启用","急诊-POC","Emergency",null,"海外/国内","ALL",null,2,"Suzhou","-","-","-","-","-","-","-","-","-","-","-","-","-","-","-","-","-","-","X","X","X","X","X","X","X","X","X","X","X","X","-","-","-","-","-","-","-","-","-","-","-","-","-","-","-","-","-","-","-","-","-","-","-","-","-","-","-","-","-","-","-","-","-","-","-","-","-","-","-","-","-","-","-","-","-","-","-","-","-","-","-","-","-","-","-","-","-"]
["Nephrology","V30464",6000187,"启用","肾内（血管通路）-POC","Nephrology",null,"海外/国内","ALL",null,2,"Suzhou","-","-","-","-","-","-","-","-","-","-","-","-","-","-","-","-","-","-","-","-","-","-","-","-","-","-","-","-","-","-","-","-","-","-","-","-","-","-","-","-","-","-","-","-","-","-","-","-","-","-","-","-","-","-","-","-","-","-","-","-","-","-","-","-","-","-","-","-","-","-","-","-","-","-","-","-","-","-","-","-","-","-","-","-","-","-","-"]
["ICU","V30465",6000188,"启用","重症-POC","ICU",null,"海外/国内","ALL",null,2,"Suzhou","-","-","-","-","-","-","-","-","-","-","-","-","-","-","-","-","-","-","-","-","-","-","-","-","-","-","-","-","-","-","-","-","-","-","-","-","-","-","-","-","-","-","-","-","-","-","-","-","-","-","-","-","-","-","-","-","-","-","-","-","-","-","-","-","-","-","-","-","-","-","-","-","-","-","-","-","-","-","-","-","-","-","-","-","-","-","-"]
["anesthesia package","V30419",6000182,"启用","神经麻醉包-POC","anesthesia package",null,"海外/国内","ALL",null,2,"Suzhou","-","-","-","-","-","-","-","-","-","-","-","-","-","-","-","-","-","-","-","-","-","-","-","-","-","-","-","-","-","-","-","-","-","-","-","-","-","-","-","-","-","-","-","-","-","-","-","-","-","-","-","-","-","-","-","-","-","-","-","-","-","-","-","-","-","-","-","-","-","-","-","-","-","-","-","-","-","-","-","-","-","-","-","-","-","-","-"]
["MSK package","V30361",6000172,"启用","MSK包-POC","MSK package",null,"海外/国内","ALL",null,2,"Suzhou","-","-","-","-","-","-","-","-","-","-","-","-","-","-","-","-","-","-","-","-","-","-","-","-","-","-","-","-","-","-","-","-","-","-","-","-","-","-","-","-","-","-","-","-","-","-","-","-","-","-","-","-","-","-","-","-","-","-","-","-","-","-","-","-","-","-","-","-","-","-","-","-","-","-","-","-","-","-","-","-","-","-","-","-","-","-","-"]
["Remote Examination","V30420",6000183,"启用","远程考核","Remote Examination",null,"海外/国内","ALL",null,2,"Suzhou","X","X","X","X","X","X","X","X","X","X","X","X","X","X","X","X","X","X","X","X","X","X","X","X","X","X","X","X","X","X","X","X","X","X","X","X","X","X","X","X","X","X","X","X","X","X","X","X","-","-","-","-","-","-","-","-","-","-","-","-","-","-","-","-","-","-","-","-","-","-","-","-","-","-","-","-","-","-","-","-","-","-","-","-","-","-","-"]
["Auto Flow Volume","V30531",6000205,"启用","血流量自动测量","Auto Flow Volume",null,"海外/国内","ALL",null,2,"Suzhou","-","-","-","-","-","-","O","O","O","O","O","O","-","-","-","-","-","-","-","-","-","-","-","-","-","-","-","-","-","-","-","-","-","-","-","-","O","O","O","O","O","O","-","-","-","-","-","-","-","-","-","-","X","-","-","X","-","-","X","-","-","X","-","-","X","-","-","X","-","-","X","-","-","X","-","-","X","-","-","X","-","-","X","-","-","X","-"]
[]
[{"$nulls":7},"海外/国内"]
["3D imaging","V30135",6000057,"启用","三维成像","3D imaging",null,"海外/国内","ALL",null,2,"Suzhou","-","-","-","-","-","-","-","-","-","-","-","-","-","-","-","-","-","-","-","-","-","-","-","-","-","-","-","-","-","-","-","-","-","-","-","-","-","-","-","-","-","-","-","-","-","-","-","-","-","-","-","-","-","-","-","-","-","-","-","-","-","-","-","-","-","-","-","-","-","-","-","-","-","-","-","-","-","-","-","-","-","-","-","-","-","-","-"]
["Real-time grayscale 4D","V30066",6000031,"启用","实时灰阶四维","Real-time grayscale 4D",null,"海外/国内","ALL",null,2,"Suzhou","-","-","-","-","-","-","-","-","-","-","-","-","-","-","-","-","-","-","-","-","-","-","-","-","-","-","-","-","-","-","-","-","-","-","-","-","-","-","-","-","-","-","-","-","-","-","-","-","-","-","-","-","-","-","-","-","-","-","-","-","-","-","-","-","-","-","-","-","-","-","-","-","-","-","-","-","-","-","-","-","-","-","-","-","-","-","-"]
["Tomographic display (Mcut)","V30067",6000032,"启用","超声断层成像","Tomographic display (Mcut)",null,"海外/国内","ALL",null,2,"Suzhou","-","-","-","-","-","-","-","-","-","-","-","-","-","-","-","-","-","-","-","-","-","-","-","-","-","-","-","-","-","-","-","-","-","-","-","-","-","-","-","-","-","-","-","-","-","-","-","-","-","-","-","-","-","-","-","-","-","-","-","-","-","-","-","-","-","-","-","-","-","-","-","-","-","-","-","-","-","-","-","-","-","-","-","-","-","-","-"]
["Parameter adjustable after freeze","V30368",6000176,"启用","冻结后调节参数","Parameter adjustable after freeze",null,"海外/国内","ALL",null,2,"Suzhou","-","-","-","-","-","-","-","-","-","-","-","-","-","-","-","-","-","-","-","-","-","-","-","-","-","-","-","-","-","-","-","-","-","-","-","-","-","-","-","-","-","-","-","-","-","-","-","-","-","-","-","-","-","-","-","-","-","-","-","-","-","-","-","-","-","-","-","-","-","-","-","-","-","-","-","-","-","-","-","-","-","-","-","-","-","-","-"]
["HQ (High Quality) 3D/4D","V30035",3200474,"启用","羊膜腔镜成像技术","HQ (High Quality) 3D/4D",null,"海外/国内","ALL",null,2,"Suzhou","-","-","-","-","-","-","-","-","-","-","-","-","-","-","-","-","-","-","-","-","-","-","-","-","-","-","-","-","-","-","-","-","-","-","-","-","-","-","-","-","-","-","-","-","-","-","-","-","-","-","-","-","-","-","-","-","-","-","-","-","-","-","-","-","-","-","-","-","-","-","-","-","-","-","-","-","-","-","-","-","-","-","-","-","-","-","-"]
["Auto NT","V30040",3200484,"启用","自动颈项透明层测量","Auto NT",null,"海外/国内","ALL",null,2,"Suzhou","-","-","-","-","-","-","-","-","-","-","-","-","-","-","-","-","-","-","-","-","-","-","-","-","-","-","-","-","-","-","-","-","-","-","-","-","-","-","-","-","-","-","-","-","-","-","-","-","-","-","-","-","-","-","-","-","-","-","-","-","-","-","-","-","-","-","-","-","-","-","-","-","-","-","-","-","-","-","-","-","-","-","-","-","-","-","-"]
["Inversion mode","V30057",6000022,"启用","灰阶反转模式","Inversion mode",null,"海外/国内","ALL",null,2,"Suzhou","-","-","-","-","-","-","-","-","-","-","-","-","-","-","-","-","-","-","-","-","-","-","-","-","-","-","-","-","-","-","-","-","-","-","-","-","-","-","-","-","-","-","-","-","-","-","-","-","-","-","-","-","-","-","-","-","-","-","-","-","-","-","-","-","-","-","-","-","-","-","-","-","-","-","-","-","-","-","-","-","-","-","-","-","-","-","-"]
["Magic cut","V30058",6000023,"启用","魔术刀","Magic cut",null,"海外/国内","ALL",null,2,"Suzhou","-","-","-","-","-","-","-","-","-","-","-","-","-","-","-","-","-","-","-","-","-","-","-","-","-","-","-","-","-","-","-","-","-","-","-","-","-","-","-","-","-","-","-","-","-","-","-","-","-","-","-","-","-","-","-","-","-","-","-","-","-","-","-","-","-","-","-","-","-","-","-","-","-","-","-","-","-","-","-","-","-","-","-","-","-","-","-"]
["Free view","V30060",6000025,"启用","容积超声断层成像","Free view",null,"海外/国内","ALL",null,2,"Suzhou","-","-","-","-","-","-","-","-","-","-","-","-","-","-","-","-","-","-","-","-","-","-","-","-","-","-","-","-","-","-","-","-","-","-","-","-","-","-","-","-","-","-","-","-","-","-","-","-","-","-","-","-","-","-","-","-","-","-","-","-","-","-","-","-","-","-","-","-","-","-","-","-","-","-","-","-","-","-","-","-","-","-","-","-","-","-","-"]
["Smart 3D Volume Calculation","V30177",6000073,"启用","智能三维容积计算","Smart 3D Volume Calculation",null,"海外/国内","ALL",null,2,"Suzhou","-","-","-","-","-","-","-","-","-","-","-","-","-","-","-","-","-","-","-","-","-","-","-","-","-","-","-","-","-","-","-","-","-","-","-","-","-","-","-","-","-","-","-","-","-","-","-","-","-","-","-","-","-","-","-","-","-","-","-","-","-","-","-","-","-","-","-","-","-","-","-","-","-","-","-","-","-","-","-","-","-","-","-","-","-","-","-"]
["Free 3D","V30178",6000074,"启用","自由臂3D","Free 3D",null,"海外/国内","ALL",null,2,"Suzhou","-","-","-","-","-","-","-","-","-","-","-","-","-","-","-","-","-","-","-","-","-","-","-","-","-","-","-","-","-","-","-","-","-","-","-","-","-","-","-","-","-","-","-","-","-","-","-","-","-","-","-","-","-","-","-","-","-","-","-","-","-","-","-","-","-","-","-","-","-","-","-","-","-","-","-","-","-","-","-","-","-","-","-","-","-","-","-"]
["3D auto follicle","V30213",6000091,"启用","三维卵泡自动测量","3D auto follicle",null,"海外/国内","ALL",null,2,"Suzhou","-","-","-","-","-","-","-","-","-","-","-","-","-","-","-","-","-","-","-","-","-","-","-","-","-","-","-","-","-","-","-","-","-","-","-","-","-","-","-","-","-","-","-","-","-","-","-","-","-","-","-","-","-","-","-","-","-","-","-","-","-","-","-","-","-","-","-","-","-","-","-","-","-","-","-","-","-","-","-","-","-","-","-","-","-","-","-"]
["4D HQ Silhouette mode","V30358",6000171,"启用","HQ剪影模式","4D HQ Silhouette mode",null,"海外/国内","ALL",null,2,"Suzhou","-","-","-","-","-","-","-","-","-","-","-","-","-","-","-","-","-","-","-","-","-","-","-","-","-","-","-","-","-","-","-","-","-","-","-","-","-","-","-","-","-","-","-","-","-","-","-","-","-","-","-","-","-","-","-","-","-","-","-","-","-","-","-","-","-","-","-","-","-","-","-","-","-","-","-","-","-","-","-","-","-","-","-","-","-","-","-"]
["Transfer image to FTP server","V30087",6000044,"启用","传输影像至FTP服务器","Transfer image to FTP server",null,"海外/国内","ALL",null,2,"Suzhou","O","O","O","O","O","O","O","O","O","O","O","O","O","O","O","O","O","O","X","X","X","X","X","X","X","X","X","X","X","X","O","O","O","O","O","O","O","O","O","O","O","O","O","O","O","O","O","O","-","-","-","X","X","X","X","X","X","X","X","X","X","X","X","X","X","X","X","X","X","X","X","X","X","X","X","X","X","X","X","X","X","X","X","X","X","X","X"]
["DICOM export and storage, printer, worklist","V30038",3200478,"启用","DICOM","DICOM export and storage, printer, worklist",null,"海外/国内","ALL",null,2,"Suzhou","O","O","O","O","O","O","O","O","O","O","O","O","O","O","O","O","O","O","O","O","O","X","X","X","X","X","X","X","X","X","O","O","O","O","O","O","O","O","O","O","O","O","O","O","O","O","O","O","-","-","-","X","X","X","X","X","X","X","X","X","X","X","X","X","X","X","X","X","X","X","X","X","X","X","X","X","X","X","X","X","X","X","X","X","X","X","X"]
["RF data export","V30088",6000045,"启用","RF元数据导出","RF data export",null,"海外/国内","ALL",null,2,"Suzhou","Δ","Δ","Δ","Δ","Δ","Δ","Δ","Δ","Δ","Δ","Δ","Δ","Δ","Δ","Δ","Δ","Δ","Δ","Δ","Δ","Δ","-","-","-","-","-","-","-","-","-","Δ","Δ","Δ","Δ","Δ","Δ","Δ","Δ","Δ","Δ","Δ","Δ","Δ","Δ","Δ","Δ","Δ","Δ","-","-","-","-","-","-","-","-","-","-","-","-","-","-","-","-","-","-","-","-","-","-","-","-","-","-","-","-","-","-","-","-","-","-","-","-","-","-","-"]
[{"$nulls":60},"-","-","-"]
["Support Mobile data transmission via Bluetooth and E-Mail","V30602",6000260,"启用","支持蓝牙和邮件发送数据","Support Mobile data transmission via Bluetooth and E-Mail",null,"海外/国内","ALL",null,2,"Suzhou","X","X","X","X","X","X","X","X","X","X","X","X","X","X","X","X","X","X","X","X","X","X","X","X","X","X","X","X","X","X","X","X","X","X","X","X","X","X","X","X","X","X","X","X","X","X","X","X","-","-","-","X","X","X","X","X","X","X","X","X","X","X","X","X","X","X","X","X","X","X","X","X","X","X","X","X","X","X","X","X","X","X","X","X","X","X","X"]
["Patient database","V30603",6000261,"启用","病人数据管理","Patient database",null,"海外/国内","ALL",null,2,"Suzhou","X","X","X","X","X","X","X","X","X","X","X","X","X","X","X","X","X","X","X","X","X","X","X","X","X","X","X","X","X","X","X","X","X","X","X","X","X","X","X","X","X","X","X","X","X","X","X","X","-","-","-","X","X","X","X","X","X","X","X","X","X","X","X","X","X","X","X","X","X","X","X","X","X","X","X","X","X","X","X","X","X","X","X","X","X","X","X"]
["Auto trace in PW","V30605",6000263,"启用","频谱自动跟踪测量","Auto trace in PW",null,"海外/国内","ALL",null,2,"SuZhou","X","X","X","X","X","X","X","X","X","X","X","X","X","X","X","X","X","X","X","X","X","X","X","X","X","X","X","X","X","X","X","X","X","X","X","X","X","X","X","X","X","X","X","X","X","X","X","X","-","-","-","X","X","X","X","X","X","X","X","X","X","X","X","X","X","X","X","X","X","X","X","X","X","X","X","X","X","X","X","X","X","X","X","X","X","X","X"]
["Vascular calculations","V30606",6000264,"启用","血管测量包","Vascular calculations",null,"海外/国内","ALL",null,2,"Suzhou","-","-","-","-","-","-","X","X","X","X","X","X","-","-","-","-","-","-","X","X","X","X","X","X","X","X","X","X","X","X","-","-","-","-","-","-","X","X","X","X","X","X","-","-","-","-","-","-","-","-","-","-","X","-","-","X","-","-","X","-","-","X","-","-","X","-","-","X","-","-","X","-","-","X","-","-","X","-","-","X","-","-","X","-","-","X","-"]
["Cardiac calculations","V30607",6000265,"启用","心脏测量包","Cardiac calculations",null,"海外/国内","ALL",null,2,"Suzhou","-","-","-","-","-","-","-","-","-","-","-","-","X","X","X","X","X","X","X","X","X","X","X","X","X","X","X","X","X","X","-","-","-","-","-","-","-","-","-","-","-","-","X","X","X","X","X","X","-","-","-","-","-","X","-","-","X","-","-","X","-","-","X","-","-","X","-","-","X","-","-","X","-","-","X","-","-","X","-","-","X","-","-","X","-","-","X"]
["OB calculations and tables","V30608",6000266,"启用","产科计算包及胎儿生长曲线表","OB calculations and tables",null,"海外/国内","ALL",null,2,"Suzhou","X","X","X","X","X","X","-","-","-","-","-","-","-","-","-","-","-","-","X","X","X","X","X","X","X","X","X","X","X","X","X","X","X","X","X","X","-","-","-","-","-","-","-","-","-","-","-","-","-","-","-","-","-","-","-","-","-","-","-","-","-","-","-","-","-","-","-","-","-","-","-","-","-","-","-","-","-","-","-","-","-","-","-","-","-","-","-"]
["Gynecological calculations","V30609",6000267,"启用","妇科计算包","Gynecological calculations",null,"海外/国内","ALL",null,2,"Suzhou","X","X","X","X","X","X","-","-","-","-","-","-","-","-","-","-","-","-","X","X","X","X","X","X","X","X","X","X","X","X","X","X","X","X","X","X","-","-","-","-","-","-","-","-","-","-","-","-","-","-","-","-","-","-","-","-","-","-","-","-","-","-","-","-","-","-","-","-","-","-","-","-","-","-","-","-","-","-","-","-","-","-","-","-","-","-","-"]
["Urological calculations","V30610",6000268,"启用","泌尿科计算包","Urological calculations",null,"海外/国内","ALL",null,2,"Suzhou","X","X","X","X","X","X","-","-","-","-","-","-","-","-","-","-","-","-","X","X","X","X","X","X","X","X","X","X","X","X","X","X","X","X","X","X","-","-","-","-","-","-","-","-","-","-","-","-","-","-","-","-","-","-","-","-","-","-","-","-","-","-","-","-","-","-","-","-","-","-","-","-","-","-","-","-","-","-","-","-","-","-","-","-","-","-","-"]
["Renal calculations","V30611",6000269,"启用","肾脏计算包","Renal calculations",null,"海外/国内","ALL",null,2,"Suzhou","X","X","X","X","X","X","-","-","-","-","-","-","-","-","-","-","-","-","X","X","X","X","X","X","X","X","X","X","X","X","X","X","X","X","X","X","-","-","-","-","-","-","-","-","-","-","-","-","-","-","-","-","-","-","-","-","-","-","-","-","-","-","-","-","-","-","-","-","-","-","-","-","-","-","-","-","-","-","-","-","-","-","-","-","-","-","-"]
["Volume calculations","V30612",6000270,"启用","容积计算包","Volume calculations",null,"海外/国内","ALL",null,2,"Suzhou","X","X","X","X","X","X","-","-","-","-","-","-","-","-","-","-","-","-","X","X","X","X","X","X","X","X","X","X","X","X","X","X","X","X","X","X","-","-","-","-","-","-","-","-","-","-","-","-","-","-","-","-","-","-","-","-","-","-","-","-","-","-","-","-","-","-","-","-","-","-","-","-","-","-","-","-","-","-","-","-","-","-","-","-","-","-","-"]
["VCloud interface","V30173",6000075,"启用","远程传输接口","VCloud interface",null,"海外/国内","ALL",null,2,"Suzhou","X","X","X","X","X","X","X","X","X","X","X","X","X","X","X","X","X","X","X","X","X","X","X","X","X","X","X","X","X","X","X","X","X","X","X","X","X","X","X","X","X","X","X","X","X","X","X","X","-","-","-","X","X","X","X","X","X","X","X","X","X","X","X","X","X","X","X","X","X","X","X","X","X","X","X","X","X","X","X","X","X","X","X","X","X","X","X"]
[]
["Optional peripherals"]
["Surface go2","V30655",3201718,"启用","Surface go2平板","Surface go2",null,"海外/国内","ALL",null,1,"Suzhou","O","O","O","O","O","O","O","O","O","O","O","O","O","O","O","O","O","O","-","-","-","-","-","-","-","-","-","-","-","-","-","-","-","-","-","-","-","-","-","-","-","-","-","-","-","-","-","-","-","-","-","-","-","-","-","-","-","-","-","-","-","-","-","-","-","-","-","-","-","-","-","-","-","-","-","-","-","-","-","-","-","-","-","-","-","-","-"]
["Android平板套件-荣耀平板V7--10.4inch","V30648",2000358,"启用","Android平板套件","Android pad",null,"海外/国内","PY/PE/CO/AR/UY/SA/SY/YE/OM/AE/TR/MM/DZ/EG//ET/KE/LY/MU/MA/NG/TZ/UG/TN/MX/EC/DO/GT/PH/KH/UZ/KG/KZ/BO/CL/MY/IQ/TH/VN/KR/LB/NP/AU/UA/ZA/MD/CI/VE/MN/GH/BF/CR/IN/RW/ID",null,1,"Suzhou","O","O","O","O","O","O","O","O","O","O","O","O","O","O","O","O","O","O","-","-","-","-","-","-","-","-","-","-","-","-","-","-","-","-","-","-","-","-","-","-","-","-","-","-","-","-","-","-","-","-","-","O","O","O","O","O","O","O","O","O","O","O","O","O","O","O","O","O","O","O","O","O","O","O","O","O","O","O","O","O","O","O","O","O","O","O","O"]
["微软 Surface Pro 7二合一平板电脑","V30460",3201381,"停用","微软 Surface Pro 7二合一平板电脑","Surface Pro 7 tablet",null,"海外/国内","ALL",null,1,"Suzhou","O","O","O","O","O","O","O","O","O","O","O","O","O","O","O","O","O","O","-","-","-","-","-","-","-","-","-","-","-","-","-","-","-","-","-","-","-","-","-","-","-","-","-","-","-","-","-","-","-","-","-","-","-","-","-","-","-","-","-","-","-","-","-","-","-","-","-","-","-","-","-","-","-","-","-","-","-","-","-","-","-","-","-","-","-","-","-"]
["12寸联想平板电脑国标套件","V30471",2000228,"停用","Q系列联想MIX520平板电脑","12-inch  Tablet ",null,"海外/国内","ALL",null,1,"Suzhou"]
["微软 Surface Pro 7二合一平板电脑","V30460",3201659,"启用","Surface Pro7（i5-1035G4）","Surface Pro 7 tablet",null,"海外/国内","ALL",null,1,"Suzhou","O","O","O","O","O","O","O","O","O","O","O","O","O","O","O","O","O","O","-","-","-","-","-","-","-","-","-","-","-","-","-","-","-","-","-","-","-","-","-","-","-","-","-","-","-","-","-","-","-","-","-","-","-","-","-","-","-","-","-","-","-","-","-","-","-","-","-","-","-","-","-","-","-","-","-","-","-","-","-","-","-","-","-","-","-","-","-"]
["HP EliteBook X360","V30461",3201432,"停用","HP EliteBook X360","HP EliteBook X360 tablet",null,"海外/国内","ALL",null,1,"Suzhou","O","O","O","O","O","O","O","O","O","O","O","O","O","O","O","O","O","O","-","-","-","-","-","-","-","-","-","-","-","-","-","-","-","-","-","-","-","-","-","-","-","-","-","-","-","-","-","-","-","-","-","-","-","-","-","-","-","-","-","-","-","-","-","-","-","-","-","-","-","-","-","-","-","-","-","-","-","-","-","-","-","-","-","-","-","-","-"]
["掌上裸机皮包    ","V30452",3001951,"启用","Q系列掌上裸机皮包    ","  Q series dedicated probe case",null,"海外/国内","ALL",null,1,"Suzhou","X","X","X","X","X","X","X","X","X","X","X","X","X","X","X","X","X","X","X","X","X","X","X","X","X","X","X","X","X","X","-","-","-","-","-","-","-","-","-","-","-","-","-","-","-","-","-","-","-","-","-","-","-","-","-","-","-","-","-","-","-","-","-","-","-","-","-","-","-","-","-","-","-","-","-","-","-","-","-","-","-","-","-","-","-","-","-"]
["平板电脑桌面支撑架（可以夹持）      ","V30453",3002036,"启用","平板电脑桌面支撑架      "," tablet stand",null,"海外/国内","ALL",null,1,"Suzhou","O","O","O","O","O","O","O","O","O","O","O","O","O","O","O","O","O","O","O","O","O","O","O","O","O","O","O","O","O","O","-","-","-","-","-","-","-","-","-","-","-","-","-","-","-","-","-","-","-","-","-","O","O","O","O","O","O","O","O","O","O","O","O","O","O","O","O","O","O","O","O","O","O","O","O","O","O","O","O","O","O","O","O","O","O","O","O"]
["旅行箱      ","V30454",3002100,"启用","旅行箱      ","suitcases  ",null,"海外/国内","ALL",null,1,"Suzhou","O","O","O","O","O","O","O","O","O","O","O","O","O","O","O","O","O","O","O","O","O","O","O","O","O","O","O","O","O","O","O","O","O","O","O","O","O","O","O","O","O","O","O","O","O","O","O","O","-","-","-","O","O","O","O","O","O","O","O","O","O","O","O","O","O","O","O","O","O","O","O","O","O","O","O","O","O","O","O","O","O","O","O","O","O","O","O"]
["双肩包      ","V30455",3002101,"启用","双肩包      ","backpack",null,"海外/国内","ALL",null,1,"Suzhou","O","O","O","O","O","O","O","O","O","O","O","O","O","O","O","O","O","O","O","O","O","O","O","O","O","O","O","O","O","O","O","O","O","O","O","O","O","O","O","O","O","O","O","O","O","O","O","O","-","-","-","O","O","O","O","O","O","O","O","O","O","O","O","O","O","O","O","O","O","O","O","O","O","O","O","O","O","O","O","O","O","O","O","O","O","O","O"]
["卡瓦消毒液     ","V30456",3002102,"启用","卡瓦消毒液     ","Cava disinfectant",null,"海外/国内","ALL",null,1,"Suzhou","O","O","O","O","O","O","O","O","O","O","O","O","O","O","O","O","O","O","O","O","O","O","O","O","O","O","O","O","O","O","-","-","-","-","-","-","-","-","-","-","-","-","-","-","-","-","-","-","-","-","-","O","O","O","O","O","O","O","O","O","O","O","O","O","O","O","O","O","O","O","O","O","O","O","O","O","O","O","O","O","O","O","O","O","O","O","O"]
["卡瓦消毒布      ","V30457",3002103,"启用","卡瓦消毒布      ","Cava disinfecting wipes",null,"海外/国内","ALL",null,1,"Suzhou","O","O","O","O","O","O","O","O","O","O","O","O","O","O","O","O","O","O","O","O","O","O","O","O","O","O","O","O","O","O","-","-","-","-","-","-","-","-","-","-","-","-","-","-","-","-","-","-","-","-","-","O","O","O","O","O","O","O","O","O","O","O","O","O","O","O","O","O","O","O","O","O","O","O","O","O","O","O","O","O","O","O","O","O","O","O","O"]
["急救车平板支架","V30462",3002146,"启用","急救车平板支架"," Ambulance Tablet Bracket",null,"海外/国内","ALL",null,1,"Suzhou","O","O","O","O","O","O","O","O","O","O","O","O","O","O","O","O","O","O","-","-","-","-","-","-","-","-","-","-","-","-","-","-","-","-","-","-","-","-","-","-","-","-","-","-","-","-","-","-","-","-","-","O","O","O","O","O","O","O","O","O","O","O","O","O","O","O","O","O","O","O","O","O","O","O","O","O","O","O","O","O","O","O","O","O","O","O","O"]
["推车散装版","V10320",9000545,"启用","推车散装版","CART for  bulk",null,"海外/国内","ALL",null,1,"Suzhou","O","O","O","O","O","O","O","O","O","O","O","O","O","O","O","O","O","O","-","-","-","-","-","-","-","-","-","-","-","-","-","-","-","-","-","-","-","-","-","-","-","-","-","-","-","-","-","-","-","-","-","O","O","O","O","O","O","O","O","O","O","O","O","O","O","O","O","O","O","O","O","O","O","O","O","O","O","O","O","O","O","O","O","O","O","O","O"]
["平板调节桌面支架","V30507",3002390,"启用","平板调节桌面支架","Tablet adjustment desktop stand",null,"海外/国内","ALL",null,1,"Suzhou","O","O","O","O","O","O","O","O","O","O","O","O","O","O","O","O","O","O","-","-","-","-","-","-","-","-","-","-","-","-","O","O","O","O","O","O","O","O","O","O","O","O","O","O","O","O","O","O","-","-","-","O","O","O","O","O","O","O","O","O","O","O","O","O","O","O","O","O","O","O","O","O","O","O","O","O","O","O","O","O","O","O","O","O","O","O","O"]
["P系列掌超裸机皮包","V30641",3002618,"启用","P系列掌超裸机皮包"," probe case",null,"海外/国内","ALL",null,1,"Suzhou","-","-","-","-","-","-","-","-","-","-","-","-","-","-","-","-","-","-","-","-","-","-","-","-","-","-","-","-","-","-","-","-","-","-","-","-","-","-","-","-","-","-","-","-","-","-","-","-","-","-","-","X","X","X","X","X","X","X","X","X","X","X","X","X","X","X","X","X","X","X","X","X","X","X","X","X","X","X","X","X","X","X","X","X","X","X","X"]
["手持式超声（wifi）电池","V30660",1000740,"启用","手持式超声（wifi）电池","wifi battery",null,"海外/国内","ALL",null,1,"Suzhou","-","-","-","-","-","-","-","-","-","-","-","-","-","-","-","-","-","-","-","-","-","-","-","-","-","-","-","-","-","-","-","-","-","-","-","-","-","-","-","-","-","-","-","-","-","-","-","-","-","-","-","O","O","O","O","O","O","O","O","O","O","O","O","O","O","O","O","O","O","O","O","O","O","O","O","O","O","O","O","O","O","O","O","O","O","O","O"]
["VINNO AP2_充电器-CN","V10681",9000806,"启用","VINNO AP2_充电器-CN","VINNO AP2-CN",null,"海外","ALL",null,1,"Suzhou","-","-","-","-","-","-","-","-","-","-","-","-","-","-","-","-","-","-","-","-","-","-","-","-","-","-","-","-","-","-","-","-","-","-","-","-","-","-","-","-","-","-","-","-","-","-","-","-","-","-","-","X","X","X","X","X","X","X","X","X","X","X","X","X","X","X","X","X","X","X","X","X","X","X","X","X","X","X","X","X","X","X","X","X","X","X","X"]
["Q系列掌上裸机皮包-Elitech    ","V40067",3002807,"启用","Q系列掌上裸机皮包-Elitech    "," Q series dedicated probe case-Elitech",null,"海外","ID",null,1,"Suzhou",{"$nulls":48},"O","O","O"]
["Q5E-印尼OEM-上盖套件","V40068",2000455,"启用","OEM-Elitech-Q5E-上盖套件","OEM-Elitech-Q5E-Top cover kits ",null,"海外","ID",null,1,"Suzhou",{"$nulls":48},"O","O","O"]
["Q5E-印尼OEM-下盖套件"," V40069  ",2000456,"启用","OEM-Elitech-Q5E-下盖套件","OEM-Elitech-Q5E-Bottom cover kits ",null,"海外","ID",null,1,"Suzhou",{"$nulls":48},"O","O","O"]
[]
[]
["*Optional peripherals(Preassemble in Factory)"]
["T-CWD套件：需要在工厂内安装","V30302",2000133,"启用","CWD连续多普勒","CWD",null,"海外/国内","ALL",null,2,"Suzhou","-","-","-","-","-","-","-","-","-","-","-","-","-","-","-","-","-","-","-","-","-","-","-","-","-","-","-","-","-","-","-","-","-","-","-","-","-","-","-","-","-","-","-","-","-","-","-","-","-","-","-","-","-","-","-","-","-","-","-","-","-","-","-","-","-","-","-","-","-","-","-","-","-","-","-","-","-","-","-","-","-","-","-","-","-","-","-"]
[]
["Probes"]
[]
["Biopsy guide"]
["Biopsy guide 3C--平面内","V30398",3100278,"启用","穿刺架3C","Biopsy guide 3C",null,"海外/国内","PY/PE/CO/AR/UY/SA/SY/YE/OM/AE/TR/MM/DZ/EG//ET/KE/LY/MU/MA/NG/TZ/UG/TN/MX/EC/DO/GT/PH/KH/UZ/KG/KZ/BO/CL/MY/IQ/TH/VN/KR/LB/NP/AU/UA/ZA/MD/CI/VE/MN/GH/BF/CR/IN/RW/ID",null,1,"Suzhou","X","X","X","X","X","X","-","-","-","-","-","-","-","-","-","-","-","-","-","-","-","-","-","-","-","-","-","-","-","-","X","X","X","X","X","X","-","-","-","-","-","-","-","-","-","-","-","-","-","-","-","-","-","-","-","-","-","-","-","-","-","-","-","-","-","-","-","-","-","-","-","-","-","-","-","-","-","-","-","-","-","-","-","-","-","-","-"]
["Biopsy guide 7L--平面内","V30399",3100279,"启用","穿刺架7L","Biopsy guide 7L",null,"海外/国内","PY/PE/CO/AR/UY/SA/SY/YE/OM/AE/TR/MM/DZ/EG//ET/KE/LY/MU/MA/NG/TZ/UG/TN/MX/EC/DO/GT/PH/KH/UZ/KG/KZ/BO/CL/MY/IQ/TH/VN/KR/LB/NP/AU/UA/ZA/MD/CI/VE/MN/GH/BF/CR/IN/RW/ID",null,1,"Suzhou","-","-","-","-","-","-","X","X","X","X","X","X","-","-","-","-","-","-","-","-","-","-","-","-","-","-","-","-","-","-","-","-","-","-","-","-","X","X","X","X","X","X","-","-","-","-","-","-","-","-","-","-","-","-","-","-","-","-","-","-","-","-","-","-","-","-","-","-","-","-","-","-","-","-","-","-","-","-","-","-","-","-","-","-","-","-","-"]
[" Biopsy guide 2P--平面内","V30400",3100280,"启用","穿刺架2P"," Biopsy guide 2P",null,"海外/国内","PY/PE/CO/AR/UY/SA/SY/YE/OM/AE/TR/MM/DZ/EG//ET/KE/LY/MU/MA/NG/TZ/UG/TN/MX/EC/DO/GT/PH/KH/UZ/KG/KZ/BO/CL/MY/IQ/TH/VN/KR/LB/NP/AU/UA/ZA/MD/CI/VE/MN/GH/BF/CR/IN/RW/ID",null,1,"Suzhou","-","-","-","-","-","-","-","-","-","-","-","-","X","X","X","X","X","X","-","-","-","-","-","-","-","-","-","-","-","-","-","-","-","-","-","-","-","-","-","-","-","-","X","X","X","X","X","X","-","-","-","-","-","-","-","-","-","-","-","-","-","-","-","-","-","-","-","-","-","-","-","-","-","-","-","-","-","-","-","-","-","-","-","-","-","-","-"]
["一次性穿刺针槽套件","V30492",3100350,"启用","一次性穿刺架超声引导支架套件包（10件起卖）","Disposable puncture needle slot kit（Minimum package quantity 10pcs,10pcs/Bag）",null,"海外/国内","PY/PE/CO/AR/UY/SA/SY/YE/OM/AE/TR/MM/DZ/EG//ET/KE/LY/MU/MA/NG/TZ/UG/TN/MX/EC/DO/GT/PH/KH/UZ/KG/KZ/BO/CL/MY/IQ/TH/VN/KR/LB/NP/AU/UA/ZA/MD/CI/VE/MN/GH/BF/CR/IN/RW/ID",null,1,"Suzhou","-","-","-","-","-","-","X","X","X","X","X","X","-","-","-","-","-","-","-","-","-","-","-","-","-","-","-","-","-","-","-","-","-","-","-","-","-","-","-","-","-","-","-","-","-","-","-","-","-","-","-","-","-","-","-","-","-","-","-","-","-","-","-","-","-","-","-","-","-","-","-","-","-","-","-","-","-","-","-","-","-","-","-","-","-","-","-"]
["7L平面外穿刺架组件","V30532",1000983,"启用","穿刺架7L组件","Out-plane biopsy guide Q-7L (use with disposable needle slot kit)",null,"海外/国内","PY/PE/CO/AR/UY/SA/SY/YE/OM/AE/TR/MM/DZ/EG//ET/KE/LY/MU/MA/NG/TZ/UG/TN/MX/EC/DO/GT/PH/KH/UZ/KG/KZ/BO/CL/MY/IQ/TH/VN/KR/LB/NP/AU/UA/ZA/MD/CI/VE/MN/GH/BF/CR/IN/RW/ID",null,1,"Suzhou","-","-","-","-","-","-","X","X","X","X","X","X","-","-","-","-","-","-","-","-","-","-","-","-","-","-","-","-","-","-","-","-","-","-","-","-","-","-","-","-","-","-","-","-","-","-","-","-","-","-","-","-","-","-","-","-","-","-","-","-","-","-","-","-","-","-","-","-","-","-","-","-","-","-","-","-","-","-","-","-","-","-","-","-","-","-","-"]
["穿刺架，W3C","V30634",3100443,"启用","穿刺架，W3C"," Biopsy guide  W3C",null,"海外/国内","PY/PE/CO/AR/UY/SA/SY/YE/OM/AE/TR/MM/DZ/EG//ET/KE/LY/MU/MA/NG/TZ/UG/TN/MX/EC/DO/GT/PH/KH/UZ/KG/KZ/BO/CL/MY/IQ/TH/VN/KR/LB/NP/AU/UA/ZA/MD/CI/VE/MN/GH/BF/CR/IN/RW/ID",null,1,"Suzhou","-","-","-","-","-","-","-","-","-","-","-","-","-","-","-","-","-","-","X","X","X","X","-","-","-","-","-","-","-","-","-","-","-","-","-","-","-","-","-","-","-","-","-","-","-","-","-","-","-","-","-","X","-","-","X","-","-","X","-","-","X","-","-","X","-","-","X","-","-","X","-","-","X","-","-","X","-","-","X","-","-","X","-","-","X","-","-"]
["穿刺架，W7L ","V30635 ",3100444,"启用","穿刺架，W7L "," Biopsy guide  W7L ",null,"海外/国内","PY/PE/CO/AR/UY/SA/SY/YE/OM/AE/TR/MM/DZ/EG//ET/KE/LY/MU/MA/NG/TZ/UG/TN/MX/EC/DO/GT/PH/KH/UZ/KG/KZ/BO/CL/MY/IQ/TH/VN/KR/LB/NP/AU/UA/ZA/MD/CI/VE/MN/GH/BF/CR/IN/RW/ID",null,1,"Suzhou","-","-","-","-","-","-","-","-","-","-","-","-","-","-","-","-","-","-","-","-","-","-","X","X","X","X","-","-","-","-","-","-","-","-","-","-","-","-","-","-","-","-","-","-","-","-","-","-","-","-","-","-","X","-","-","X","-","-","X","-","-","X","-","-","X","-","-","X","-","-","X","-","-","X","-","-","X","-","-","X","-","-","X","-","-","X","-"]
["平面外穿刺架，W7L ","V30636 ",3100445,"启用","平面外穿刺架，W7L ","Out-plane biopsy guide W7L ",null,"海外/国内","PY/PE/CO/AR/UY/SA/SY/YE/OM/AE/TR/MM/DZ/EG//ET/KE/LY/MU/MA/NG/TZ/UG/TN/MX/EC/DO/GT/PH/KH/UZ/KG/KZ/BO/CL/MY/IQ/TH/VN/KR/LB/NP/AU/UA/ZA/MD/CI/VE/MN/GH/BF/CR/IN/RW/ID",null,1,"Suzhou","-","-","-","-","-","-","-","-","-","-","-","-","-","-","-","-","-","-","-","-","-","-","X","X","X","X","-","-","-","-","-","-","-","-","-","-","-","-","-","-","-","-","-","-","-","-","-","-","-","-","-","-","X","-","-","X","-","-","X","-","-","X","-","-","X","-","-","X","-","-","X","-","-","X","-","-","X","-","-","X","-","-","X","-","-","X","-"]

{"sheet":"智能远程超声配置","index":12,"n_rows":46,"n_cols":17,"rows_kept":46,"cut":false,"hidden":true,"merged":[]}
["EquipmentName",{"$nulls":11},"远程医疗系统SP60","远程医疗系统SP30","远程医疗系统SP10","超声工作站","远程医疗系统SP10"]
["ProductType",{"$nulls":11},"魔盒","魔盒","魔盒","超声工作站","魔盒"]
["RegionTypes",{"$nulls":11},"国内","国内","国内","国内","国内"]
["ApplicableCountries",{"$nulls":11},"CN","CN","CN","CN","CN"]
["InapplicableCountries"]
["Status",{"$nulls":11},"启用","启用","启用","启用","启用"]
["City",{"$nulls":11},"SuZhou","SuZhou","SuZhou","SuZhou","SuZhou"]
["isBareMachine",{"$nulls":11},"否","否","否","否","否"]
["mapperIpn"]
["Name","VCode","IPN","Status","ChineseDescription","EnglishDescription","Remark","RegionType","ApplicableCountries","InapplicableCountries","ChinaCategory","shipAddress","SP60","SP30","SP10","超声工作站","SV10"]
["Main Unit"]
["魔盒用手推车","V10482",9000547,"启用","魔盒用手推车","SP60",null,"国内","CN",null,1,"Suzhou","X","-","-","-"]
["VINNO SP30","V10316",9000541,"启用","远程超声SP30","SP30",null,"国内","CN",null,1,"Suzhou","-","X","-","-"]
["VINNO SP10","V10334",9000548,"启用","远程超声SP10","SP10",null,"国内","CN",null,1,"Suzhou","-","-","X","-","-"]
["超声工作站系统软件","V50002",9100006,"启用","超声工作站系统软件","vStation",null,"国内","CN",null,1,"Suzhou","-","-","-","O","-"]
["SV10远程医疗系统服务器软件","V50003",9100008,"启用","SV10远程医疗系统服务器软件","SV10 flyinsono server",null,"国内","CN",null,1,"Suzhou","-","-","-","-","X"]
[]
[]
["*Software"]
["SONOPOST超声魔盒系统V1.0","V30508",6000154,"启用","SONOPOST超声魔盒系统V1.0","VINNO SONOPOST V1.0  ",null,"国内","CN",null,2,"Suzhou","X","X","X","-","-"]
["超声工作站系统软件V1.0","V30541",8000516,"启用","超声工作站系统软件V1.0","Ultrasound station software V1.0",null,"国内","CN",null,2,"Suzhou","-","-","-","X","-"]
[{"$nulls":11},"Suzhou"]
["Optional peripherals"]
["超声魔盒(sp60专用)","V30512",2000261,"启用","超声魔盒(sp60专用)","Auxiliary System(only for SP60)",null,"国内","CN",null,1,"Suzhou","O","-","-","-","-"]
["TL-WN725N USB WIFI adapter 无线网卡","V30115","3200939-1","启用","无线网卡","TL-WN725N USB WIFI adapter",null,"国内","CN",null,1,"Suzhou","O","-","-","-","-"]
["思琪特双脚踏开关","V30575",3201917,"启用","思琪特双脚踏开关","STRICH  double button foot switch",null,"国内","CN",null,1,"Suzhou","O","-","-","-","-"]
["SONOPOST","V10307",9000300,"停用","SONOPOST超声魔盒","SONOPOST Remote Ultrasound Auxiliary System",null,"国内","CN",null,1,"Suzhou","O","O","O","-","-"]
["联想台式一体机","T20006",3201403,"停用","联想台式一体机","Desktop",null,"国内","CN",null,1,"Suzhou","O","O","O","-","-"]
["1080P变焦高清USB摄像头","T20009",3201507,"停用","1080P变焦高清USB摄像头","USB camera (1080P)",null,"国内","CN",null,1,"Suzhou","O","O","O","-","-"]
["摄像头三脚架","T20008",3201506,"停用","摄像头三脚架","Tripod for camera",null,"国内","CN",null,1,"Suzhou","O","O","O","-","-"]
["时尚部落麦克风话筒","T20007",3201505,"停用","时尚部落麦克风话筒","Microphone",null,"国内","CN",null,1,"Suzhou","O","O","O","-","-"]
["主动式DP转HDMI转接线","T20011",3201509,"停用","主动式DP转HDMI转接线","Display Port to HDMI conversion cable",null,"国内","CN",null,1,"Suzhou","O","O","O","-","-"]
["山泽高清HDMI分配器一进而出","T20005",3201139,"停用","山泽高清HDMI分配器一进二出","HDMI splitter",null,"国内","CN",null,1,"Suzhou","O","O","O","-","-"]
["HDMI高清直播采集卡（购买时备注audio款）","T20010",3201508,"启用","HDMI高清直播采集卡（购买时备注audio款）","Video capture card (Audio)",null,"国内","CN",null,1,"Suzhou","-","-","-","O","-"]
["华为4G路由器和流量卡","T20012",3201343,"启用","华为4G路由器和流量卡","4G router and sim card",null,"国内","CN",null,1,"Suzhou","O","O","O","-","-"]
["服务器电脑硬件","T20019",3202051,"启用","服务器电脑硬件","Server Hard",null,"国内","CN",null,1,"Suzhou","-","-","-","-","O"]
["乳腺辅助检测","V30579",6000237,"启用","乳腺辅助检测"," Breast Auxiliary Detection ",null,"国内","CN",null,2,"Suzhou","-","-","-","-","O"]
["肝脏辅助检测","V30580",6000238,"启用","肝脏辅助检测"," Liver Auxiliary Detection",null,"国内","CN",null,2,"Suzhou","-","-","-","-","O"]
["颈动脉辅助检测 ","V30581",6000239,"启用","颈动脉辅助检测 ","Carotid Auxiliary Detection",null,"国内","CN",null,2,"Suzhou","-","-","-","-","O"]
["专家端电脑一体机","T20023",3202058,"启用","专家端电脑一体机","Expert end PC",null,"国内","CN",null,1,"Suzhou","O","O","O","-","-"]
[]
[" 电脑 ","T20001",2000240,"启用"," 电脑 ","PC",null,"国内","CN",null,1,"Suzhou","-","-","-","O","-"]
[" 打印机 ","T20002",3201537,"停用"," 打印机 ","Printer",null,"国内","CN",null,1,"Suzhou","-","-","-","O","-"]
[" 打印机 ","V30686",3202252,"启用"," 打印机 ","Printer",null,"国内","CN",null,1,"Suzhou","-","-","-","O","-"]
["脚踏开关FS1-M","T20017 ",3201591,"启用","脚踏开关FS1-M","foot switch",null,"国内","CN",null,1,"Suzhou","-","-","-","O","-"]
["免驱采集卡","T20018","3201744 ","启用","免驱采集卡","card",null,"国内","CN",null,1,"Suzhou","-","-","-","O","-"]

{"sheet":"家用保健制氧机","index":13,"n_rows":25,"n_cols":16,"rows_kept":25,"cut":false,"hidden":false,"merged":[]}
["EquipmentName",{"$nulls":11},"家用保健制氧机","家用保健制氧机","家用保健制氧机","家用保健制氧机"]
["ProductType",{"$nulls":11},"家用医疗","家用医疗","家用医疗","家用医疗"]
["RegionTypes",{"$nulls":11},"海外/国内","海外/国内","海外/国内","海外/国内"]
["ApplicableCountries",{"$nulls":11},"ALL","ALL","ALL","ALL"]
["InapplicableCountries"]
["Status",{"$nulls":11},"启用","启用","启用","启用"]
["City",{"$nulls":11},"SuZhou","SuZhou","SuZhou","SuZhou"]
["isBareMachine",{"$nulls":11},"否","否","否","否"]
["mapperIpn"]
["Name","VCode","IPN","Status","ChineseDescription","EnglishDescription","Remark","RegionType","ApplicableCountries","InapplicableCountries","ChinaCategory","shipAddress","K101","K101A","K101B","K101C"]
["Main Unit"]
["K101型制氧机主机","V55001",9510001,"启用","K101型制氧机主机","K101 Household oxygen concentrator",null,"国内","CN",null,1,"SuZhou","X","-","-","-"]
["K101A型制氧机主机","V55002",9510002,"启用","K101A型制氧机主机","K101A Household oxygen concentrator",null,"国内","CN",null,1,"SuZhou","-","X","-","-"]
["K101B型制氧机主机","V55003",9510003,"启用","K101B型制氧机主机","K101B Household oxygen concentrator",null,"国内","CN",null,1,"SuZhou","-","-","X","-"]
["K101C型制氧机主机","V55004",9510004,"启用","K101C型制氧机主机","K101C Household oxygen concentrator",null,"国内","CN",null,1,"SuZhou","-","-","-","X"]
[]
["User Manual(select one)"]
["K101系列家用保健制氧机使用说明书","V30735",8000618,"启用","K101系列家用保健制氧机使用说明书","K101 Series Household oxygen concentrator User Manual_CN",null,"国内","CN",null,1,"SuZhou","X","X","X","X"]
[]
["Optional peripherals"]
["K101一级进气过滤棉","V30737",3202316,"启用","K101一级进气过滤棉","K101 Level 1 Inlet filter",null,"国内","CN",null,1,"SuZhou","O","O","O","O"]
["K101二级进气过滤毛毡","V30738",3202317,"启用","K101二级进气过滤毛毡","K101 Level 2 Inlet filter",null,"国内","CN",null,1,"SuZhou","O","O","O","O"]
["鼻氧管2米","T10005",3202177,"启用","鼻氧管2米","Disposable Nasal Oxygen Cannula",null,"国内","CN",null,1,"SuZhou","O","O","O","O"]
["雾化面罩","T10006",3202384,"启用","雾化面罩","Nebulizer Mask",null,"国内","CN",null,1,"SuZhou","-","O","-","O"]
["K101遥控器","V30736",3202178,"启用","K101遥控器","K101 Remote Control",null,"国内","CN",null,1,"SuZhou","-","-","O","O"]

{"sheet":"LIS胎心仪","index":14,"n_rows":24,"n_cols":18,"rows_kept":24,"cut":false,"hidden":false,"merged":[]}
["EquipmentName",{"$nulls":11},"超声多普勒胎儿心率仪","超声多普勒胎儿心率仪","超声多普勒胎儿心率仪","超声多普勒胎儿心率仪","超声多普勒胎儿心率仪","超声多普勒胎儿心率仪"]
["ProductType",{"$nulls":11},"家用医疗","家用医疗","家用医疗","家用医疗","家用医疗","家用医疗"]
["RegionTypes",{"$nulls":11},"海外/国内","海外/国内","海外/国内","海外/国内","海外/国内","海外/国内"]
["ApplicableCountries",{"$nulls":11},"ALL","ALL","ALL","ALL","ALL","ALL"]
["InapplicableCountries"]
["Status",{"$nulls":11},"启用","启用","启用","启用","启用","启用"]
["City",{"$nulls":11},"SuZhouChangSha","SuZhouChangSha","ChangSha","ChangSha","ChangSha","ChangSha"]
["isBareMachine",{"$nulls":11},"是","是","否","否","否","否"]
["mapperIpn",{"$nulls":11},"9000767/9000877/9000878","9000879"]
["Name","VCode","IPN","Status","ChineseDescription","EnglishDescription","Remark","RegionType","ApplicableCountries","InapplicableCountries","ChinaCategory","shipAddress","F8主机套件","F6A主机套件","F8","F8A","F8B","F6A"]
["Main Unit"]
["F8主机套件-CS","V30729 ",2000362,"启用","F8主机套件-CS","VINNO F8-CS",null,"国内","CN",null,1,"SuZhou","X","-","-","-","-","-"]
["F6A主机套件-CS","V30730",2000363,"启用","F6A主机套件-CS","VINNO F6A-CS",null,"国内","CN",null,1,"SuZhou","-","X","-","-","-","-"]
["VINNO F8_CN主机-CS","V10837",9000767,"启用","VINNO F8_CN主机-CS","VINNO F8_CN-Main Unit-CS",null,"国内","CN",null,1,"ChangSha","-","-","X","-","-","-"]
["VINNO F8A_CN主机-CS","V10838",9000877,"启用","VINNO F8A_CN主机-CS","VINNO F8A_CN-Main Unit-CS",null,"国内","CN",null,1,"ChangSha","-","-","-","X","-","-"]
["VINNO F8B_CN主机-CS","V10839",9000878,"启用","VINNO F8B_CN主机-CS","VINNO F8B_CN-Main Unit-CS",null,"国内","CN",null,1,"ChangSha","-","-","-","-","X","-"]
["VINNO F6A_CN主机-CS","V10840",9000879,"启用","VINNO F6A_CN主机-CS","VINNO F6A_CN-Main Unit-CS",null,"国内","CN",null,1,"ChangSha","-","-","-","-","-","X"]
[]
["*Software"]
["多普勒胎儿心率仪软件V1.00"," V30733",6000298,"启用","多普勒胎儿心率仪软件V1.00","Ultrasonic Doppler fetal heartbeat detector Software V1.00",null,"国内","CN",null,1,"SuZhou","X","X","X","X","X","X"]
["超声多普勒胎儿心率仪管理软件V1.0"," V30734  ",6000299,"启用","超声多普勒胎儿心率仪管理软件V1.0","Ultrasonic Doppler fetal heartbeat detector Management Software V1.0",null,"国内","CN",null,1,"SuZhou","X","X","X","X","X","X"]
[]
["User Manual(select one)"]
["超声多普勒胎儿心率仪基本用户手册","V30731",8000588,"启用","超声多普勒胎儿心率仪基本用户手册","VINNO F8_F8A_F8B_F6A Basic User Manual_CN",null,"国内","CN",null,1,"SuZhou","-","-","X","X","X","X"]

{"sheet":"代理销售产品配置","index":15,"n_rows":45,"n_cols":24,"rows_kept":45,"cut":false,"hidden":false,"merged":[]}
["EquipmentName",{"$nulls":11},"杏聆荟公卫健康一体机","健康一体机","口罩","喷雾消毒机","UPS","parameter detector","Blood Glucose Tester","thermometer","fat scale","Waist Measure","Sim card","First-Aid box"]
["ProductType",{"$nulls":11},"杏聆荟公卫健康一体机","健康一体机","口罩","喷雾消毒机","UPS","parameter detector","Blood Glucose Tester","thermometer","fat scale","Waist Measure","Sim card","First-Aid box"]
["RegionTypes",{"$nulls":11},"国内","国内","海外","海外","国内","国内","国内","国内","国内","国内","国内","国内"]
["ApplicableCountries",{"$nulls":11},"CN","CN","ALL","ALL","CN","CN","CN","CN","CN","CN","CN","CN"]
["InapplicableCountries"]
["Status",{"$nulls":11},"启用","启用","停用","停用","启用","启用","启用","启用","启用","启用","启用","启用"]
["City",{"$nulls":11},"SuZhou","SuZhou","SuZhou","SuZhou","SuZhou","SuZhou","SuZhou","SuZhou","SuZhou","SuZhou","SuZhou","SuZhou"]
["isBareMachine",{"$nulls":11},"否","否","否","否","否","否","否","否","否","否","否","否"]
["mapperIpn"]
["Name","VCode","IPN","Status","ChineseDescription","EnglishDescription","Remark","RegionType","ApplicableCountries","InapplicableCountries","ChinaCategory","shipAddress","杏聆荟公卫健康一体机","V-NOTE-001 ","MASK","PT-S49T","UPS","parameter detector","Blood Glucose Tester","thermometer","fat scale","Waist Measure","Sim card","First-Aid box"]
["Main Unit"]
["V-NOTE-001健康一体机主机","V54001",9420001,"启用","V-NOTE-001主机","V-NOTE-001 main unit",null,"国内","CN",null,1,"Suzhou","-","X",null,null,"-","-","-","-","-","-","-","-"]
["Vital-001杏聆荟公卫健康一体机","V10926",9001079,"启用","Vital-001 主机","Vital-001 main unit",null,"国内","CN",null,1,"Suzhou","X","-","-","-","-","-","-"]
[{"$nulls":12},"-"]
["*Software"]
["杏聆荟健康平台","V30860",6000338,"启用","杏聆荟健康平台","Remote consultation software",null,"国内","CN",null,2,"Suzhou","X","-","-","-","-","-","X"]
[]
["Optional peripherals"]
["Disposable surgical masks (sterilized)","T20014","3201457 ","停用","一次性外科医用口罩(灭菌） ","Disposable surgical masks (sterilized)",null,"海外","ALL",null,null,"Suzhou","-",null,"O","-","-","-",null,"-","-","-"]
["Disposable surgical masks (non-sterile)","T20015","3201458 ","停用","一次性外科医用口罩(非灭菌）","Disposable surgical masks (non-sterile)",null,"海外","ALL",null,null,"Suzhou","-",null,"O","-","-","-",null,"-","-","-"]
["Disinfectant Dispenser Tray PT-S49T","T20013",3201503,"停用","喷雾消毒机","Disinfectant Dispenser Tray PT-S49T",null,"海外","ALL",null,null,"Suzhou","-",null,"-","O","-","-",null,"-","-","-"]
["多参数检测仪XM3000 ","T20020",3202052,"停用","多参数检测仪XM3000 "," Multi parameter detector",null,"国内","CN",null,1,"Suzhou","-","-","-","-","-","O",null,"-","-","-"]
["UPS (台达国标UPS N-1K) ","T20016",3201184,"启用","UPS","UPS",null,"国内","CN",null,1,"Suzhou","-","-","-","-","O","-",null,"-","-","-"]
["额温枪　","T20021",3202053,"启用","额温枪　","  Forehead thermometer",null,"国内","CN",null,1,"Suzhou","-","-","-","-","-","-",null,"O","-","-"]
["体脂秤","T20022",3202056,"启用","体脂秤","  Body fat scale　",null,"国内","CN",null,1,"Suzhou","-","-","-","-","-","-",null,"-","O","-"]
["多参数检测仪XM3000 ","T10007",4100221,"启用","多参数检测仪XM3000 "," Multi parameter detector",null,"国内","CN",null,1,"Suzhou","-","-","-","-","-","O",null,"-","-","-"]
["红外体温计(YHW-6)","T10008",4100230,"启用","红外体温计(YHW-6)","Infrared thermometer (YHW-6)",null,"国内","CN",null,1,"Suzhou","-","-","-","-","-","-",null,"O","-","-"]
["血糖测试仪(i-sens 630)","T10009",3201857,"启用","血糖测试仪(i-sens 630)","Blood Glucose Tester (i-sens 630)",null,"国内","CN",null,1,"Suzhou","-","-","-","-","-","-","O","-","-","-"]
["体脂秤(FSC-351BF)","T20024",4100327,"启用","体脂秤(FSC-351BF)","Body fat Scale (FSC-351BF)",null,"国内","CN",null,1,"Suzhou","-","-","-","-","-","-",null,"-","O","-"]
["腰围尺( TS-5705)","T20025",4100447,"启用","腰围尺( TS-5705)","Waist Measure (TS-5705)",null,"国内","CN",null,1,"Suzhou","-","-","-","-","-","-",null,"-","-","O"]
["巡诊箱","T20027",2000342,"启用","巡诊箱","First-Aid box",null,"国内","CN",null,1,"Suzhou","-","-","-","-","-","-",null,"-","-","-","-","O"]
["联通物联网卡(sim)","T20026",4100446,"启用","联通物联网卡(sim)","Sim card",null,"国内","CN",null,1,"Suzhou","X","-","-","-","-","-",null,"-","-","-","O"]
["一体机外包装套件","T20028",2000375,"启用","一体机外包装套件","External packaging kit",null,"国内","CN",null,1,"Suzhou","-","-","-","-","-","-",null,"-","-","-","-","-"]
["蓝牙身份证读卡器IDR242F","V52003",9200014,"启用","蓝牙身份证读卡器","Bluetooth ID card reader",null,"国内","CN",null,1,"Suzhou","O","-","-","-","-","-","-","-","-","-","-","-"]
["血氧仪AOJ-70B                 ","V52001",9200001,"启用","血氧仪AOJ-70B                 ","Oximeter AOJ-70B",null,"国内","CN",null,1,"Suzhou","X","-","-","-","-","-","-","-","-","-","-","-"]
["红外体温计A0J-20A              ","V52002",9200009,"启用","红外体温计A0J-20A              ","Infrared thermometer AOJ-20A",null,"国内","CN",null,1,"Suzhou","X","-","-","-","-","-","-","-","-","-","-","-"]
["一体机外包装套件          ","T20030",2000526,"启用","一体机外包装套件          ","External packaging kit",null,"国内","CN",null,1,"Suzhou","X","-","-","-","-","-","-","-","-","-","-","-"]
["尿液分析仪Ui-1                ","T10010",3201863,"启用","尿液分析仪Ui-1                ","Urine analyzer Ui-1",null,"国内","CN",null,1,"Suzhou","O","-","-","-","-","-","-","-","-","-","-","-"]
["蓝牙体脂秤CF398BLE","T20031",3202492,"启用","蓝牙体脂秤CF398BLE","Bluetooth body fat scale CF398BLE",null,"国内","CN",null,1,"Suzhou","X","-","-","-","-","-","-","-","-","-","-","-"]
["EVA手提随访包","T20032",3202581,"启用","EVA手提随访包","EVA  bag",null,"国内","CN",null,1,"Suzhou","X","-","-","-","-","-","-","-","-","-","-","-"]
["Android平板电脑iplay50          ","T20033",3202704,"启用","Android平板电脑iplay50          ","Android tablet iplay50",null,"国内","CN",null,1,"Suzhou","X","-","-","-","-","-","-","-","-","-","-","-"]
["血糖仪VGM55                   ","T10011",3202760,"启用","血糖仪VGM55            Glucometer      ","Glucometer VGM55",null,"国内","CN",null,1,"Suzhou","X","-","-","-","-","-","-","-","-","-","-","-"]
["数字式心率电子血压计BP750X     ","T10012",3202761,"启用","数字式心率电子血压计BP750X     ","Electronic blood pressure monitor BP750X",null,"国内","CN",null,1,"Suzhou","X","-","-","-","-","-","-","-","-","-","-","-"]
["Android平板电脑iPlay50皮套","T20034",3202803,"启用","Android平板电脑iPlay50皮套","Android tablet iPlay50 case",null,"国内","CN",null,1,"Suzhou","X"]
["得力皮卷尺","T20025",3202582,"启用","得力皮卷尺","Measure",null,"国内","CN",null,1,"Suzhou","O"]