{"text_format":"2","workbook":"xlsx","n_sheets":21,"sheets":["审批页","Tulip-Oversea","Tulip-China","R&V10 series-Oversea","R&V10 series-China","Orchid-Oversea","Orchid-China","Before2023-Oversea","Before2023-China","China定制机","D系列VET","TOONA(Oversea)","TOONA(China)","HandHeld VET","HandHeld Oversea","HandHeld China","90主机存货编码","probe IPN","2023-03-14 0versea停产机型","2023-03-14 China停产机型","2023-03-14 D系列VET停产机型"],"not_rendered":{"charts":0,"images":3,"macros":0,"external_links":0,"defined_names":12,"comments":19,"pivot_tables":0},"unopened":[],"bounds":{"document_bytes":16777216,"sheet_cells":100000,"run_cost":"one","rows_first":2000,"rows_last":500,"rows_between":2000,"halvings":0,"cell_chars":16384,"cell_head_chars":4096},"cells_cut":0,"cells_raw":0,"read":"whole","date_system":"1900"}

{"sheet":"审批页","index":0,"n_rows":79,"n_cols":15,"rows_kept":79,"cut":false,"hidden":false,"merged":[[0,0,0,14],[1,0,1,1],[1,2,1,6],[1,7,1,10],[1,11,1,12],[1,13,1,14],[2,0,2,14],[3,0,3,14],[4,2,4,7],[4,9,4,14],[5,0,5,14],[6,2,6,7],[6,9,6,14],[7,0,7,14],[8,0,8,2],[8,4,8,5],[8,7,8,9],[8,11,8,12],[9,0,9,2],[10,0,10,2],[11,0,11,4],[11,5,11,11],[11,12,11,14],[12,0,12,4],[12,5,12,11],[12,12,12,14],[13,0,13,4],[13,5,13,11],[13,12,13,14],[14,0,14,4],[14,5,14,11],[14,12,14,14],[15,0,15,4],[15,5,15,11],[15,12,15,14],[16,0,16,4],[16,5,16,11],[16,12,16,14],[19,0,19,14],[20,1,20,3],[20,4,20,12],[20,13,20,14],[21,1,21,3],[21,4,21,12],[21,13,21,14],[22,1,22,3],[22,4,22,12],[22,13,22,14],[23,1,23,3],[23,4,23,12],[23,13,23,14],[24,1,24,3],[24,4,24,12],[24,13,24,14],[25,1,25,3],[25,4,25,12],[25,13,25,14],[26,1,26,3],[26,4,26,12],[26,13,26,14],[27,1,27,3],[27,4,27,12],[27,13,27,14],[28,1,28,3],[28,4,28,12],[28,13,28,14],[29,1,29,3],[29,4,29,12],[29,13,29,14],[30,1,30,3],[30,4,30,12],[30,13,30,14],[31,1,31,3],[31,4,31,12],[31,13,31,14],[32,1,32,3],[32,4,32,12],[32,13,32,14],[33,1,33,3],[33,4,33,12],[33,13,33,14],[34,1,34,3],[34,4,34,12],[34,13,34,14],[35,1,35,3],[35,4,35,12],[35,13,35,14],[36,1,36,3],[36,4,36,12],[36,13,36,14],[37,1,37,3],[37,4,37,12],[37,13,37,14],[38,1,38,3],[38,4,38,12],[38,13,38,14],[39,1,39,3],[39,4,39,12],[39,13,39,14],[40,1,40,3],[40,4,40,12],[40,13,40,14],[41,1,41,3],[41,4,41,12],[41,13,41,14],[42,1,42,3],[42,4,42,12],[42,13,42,14],[43,1,43,3],[43,4,43,12],[44,1,44,3],[44,4,44,12],[45,4,45,12],[46,4,46,12],[47,1,47,2],[47,4,47,12],[48,1,48,2],[48,4,48,12],[49,1,49,2],[49,4,49,12],[50,1,50,2],[50,4,50,12],[51,1,51,2],[51,4,51,12],[52,1,52,2],[52,4,52,12],[53,1,53,2],[53,4,53,12],[54,1,54,2],[54,4,54,12],[55,1,55,2],[55,4,55,12],[56,1,56,2],[56,4,56,12],[57,1,57,2],[57,4,57,12],[58,1,58,2],[58,4,58,12],[59,1,59,2],[59,4,59,12],[60,1,60,2],[60,4,60,12],[61,1,61,2],[61,4,61,12],[62,1,62,2],[62,4,62,12],[63,1,63,2],[63,4,63,12],[64,1,64,2],[64,4,64,12],[65,1,65,2],[65,4,65,12],[66,1,66,2],[66,4,66,12],[67,1,67,2],[67,4,67,12],[68,1,68,2],[68,4,68,12],[69,1,69,2],[69,4,69,12],[70,1,70,2],[70,4,70,12],[71,1,71,2],[71,4,71,12],[72,1,72,2],[72,4,72,12],[73,1,73,2],[73,4,73,12],[74,1,74,2],[74,4,74,12],[75,1,75,2],[75,4,75,12],[76,1,76,2],[76,4,76,12],[77,1,77,2],[77,4,77,12],[78,0,78,14],[45,0,46,0],[9,3,10,3],[45,3,46,3],[9,6,10,6],[9,10,10,10],[9,13,10,13],[9,14,10,14],[17,0,18,5],[17,11,18,14],[9,7,10,9],[9,4,10,5],[9,11,10,12],[17,6,18,10],[45,1,46,2],[43,13,77,14]]}
[]
["产品/项目Product/Project：ALL",null,"题目Title:                                     产品配置表Specific Configuration ",{"$nulls":4},"文件号DOC#:                                                      Spec-001",null,null,null,"版本号REV#:1",null,"页数PAGES:1"]
["文件审批表DOCUMENT REVIEW AND APPROVAL SHEET "]
[]
[null,null,"新文件New Document",{"$nulls":6},"取消Cancel Document"]
[]
[null,"v","改版文件Revise Document",{"$nulls":6},"二年有效期审核Two Year Validate Review"]
[]
["No.",null,null,1,2,null,3,4,null,null,5,6,null,7,8]
["分发部门",null,null,"产品部"]
["Dept."]
["制定人Prepared By",{"$nulls":4},"审核人Reviewed By",{"$nulls":6},"批准人Approved By"]
["朱慧怡",{"$nulls":4},"方鹏程",{"$nulls":6},"田园"]
["签名Sign On",{"$nulls":4},"签名Sign On",{"$nulls":6},"签名Sign On"]
[]
["日期(年/月/日)  Date(Y/M/D)",{"$nulls":4},"日期(年/月/日)  Date(Y/M/D)",{"$nulls":6},"日期(年/月/日)  Date(Y/M/D)"]
[]
["本资料为飞依诺科技（苏州）有限公司专有之财产，非经书面许可，不准以任何形式和目的传播，复制，透露或使用。                The information contain herein is the exclusive property of VINNO and shall not be distributed, reproduced, disclosed or used in  whole or in part for any purpose without prior written permission of VINNO.",{"$nulls":5},"主控章  Master Stamp                                     (Valid if in red  红印为有效)",{"$nulls":4},"受控章  Control Stamp                               (Valid if in red  红印为有效)"]
[]
["修订历史Revision History "]
["版本\nREV#","日期\nDate",null,null,"Description/Summary of Revision\n修订说明",{"$nulls":8},"Reviser\n修订者"]
["1.9.0","2019-07-29",null,null,"初版发布_1.9.0新版本软件功能变更。",{"$nulls":8},"朱慧怡"]
["1.9.10","2019-08-15",null,null,"1、 change G3-10PX as hidden probe for China G86/M86/X8/X9\n2、 add new feature：VSPORT/运动版\n3、输入toona系列的兽用超声D3VET\n",{"$nulls":8},"朱慧怡"]
["1.9.20","2019-09-06",null,null,"1、AI更名为VAid (Real-time Auto Breast Lesion Detection)\n2、增加M86VET机型\n3、增加G80VET机型，并发放\n4、TOONA的所有型号的3D、4D功能变更为选配，修改了部分配置。",{"$nulls":8},"朱慧怡"]
["1.9.30","2019-10-23",null,null,"1、掌上超声Touch panel变更为选配\n2、TOONA系列PWV和HSG变更为不支持\n3、海外版G4-12P在86系列变更为标配（CE证已下来）\n4、全系列产品停售部分探头，已标灰色（产线停产）\n5、F4-9E在China  M86 和 V75 上变成标配\n6、G80VET更新X9-22L和X10-23L、I4-11T的配置\n7、X6-16L（NGS）变更为标配\n8、D3VET变更为3口\n9、增加D2VET两口机型\n10、A3的Vtissue变更为不支持",{"$nulls":8},"朱慧怡"]
["1.9.40","2019-11-18",null,null,"1、更新D3VET（对应A6）和D2VET（对应A5）的配置\n2、远程考核（将Toona, HandHeld 定义为隐藏，其他的建议定义为option）。\n3、  X2-6C 在 >=E35 && >= V8，包括G55_ARM/DSP, G86， V70，G60上支持\n4、增加标配功能神经麻醉（只在V6/V8上开通），anesthesia package。\n5、增加海外版的E10_21.5 LCD机型\n6、增加A6和A5德文版机型\n7、发放AI，在G55(含)以上机型将其设为option\n8、变更MSK为标配功能",{"$nulls":8},"朱慧怡"]
["1.9.50","2019-12-23",null,null,"1、海外版G86/M86/75/G65/G55/M55/E35 带后缀E/P型号\n2、海外版A6系列键盘防水膜为选配，国内版为标配；单卖10个起售为选配项\n3、海外版portable键盘防尘膜选配、国内标配；单卖10个起售为选配项\n4、停用G4-9ES和G3-8M\n5、远程考核变更为标配\n6、TOONA系列3D和4D基础功能变更为标配\n7、根据CE证书变更S1-6P在海外的配置（E35系列变更为隐藏）\n8、X2-6C 在 >=E30 ，包括G55_ARM/DSP, G86， V70，G60上支持\n9、台式机和A系列增加DVI转HDMI组件\n10、增加兽用机型D550VET--21.5LCD和4口探头\n11、X2, E20, X3, E30, E35海外版增加HQ选配项\n12、TOONA系列增加A4-9M探头\n13、D系列的FTP改为标配，与海外版保持一致。\n14、根据CE证书变更部分海外版探头（黄色标出）",{"$nulls":8},"朱慧怡"]
["1.9.60","2020-04-30",null,null,"1、TOONA增加挂架组件\n2、增加直柄的X4-9E\n3、增加国内版E20系列产品：S3/S3P/X2P/X2E/S2/S2P/E10P/E10E/S1/S1P/X1P/X1E\n海外版：X2P/X2E/E10P/E10E/X1P/X1E\n4、海外版增加并更新G86E/G86/G86P/M86E/M86/M86P/V75E/V75/V75P/V75D/X9E/X9/X9P/X9D/G65E/G65/G65P/G65D/V65E/V65/V65P/V65D/X8E/X8/X8P/X8D\n5、Advanced Vspeckle在Q系列上变更为标配\n6、国内版增加：G86E/G86/G86P/M86E/M86/M86P/V75E/V75/V75P/V75D/X9E/X9/X9P/X9D/G65E/G65/G65P/G65D/X8E/X8/X8P/X8D\n7、国内版X1E改为18.5英寸3口，X1P改为21.5英寸4口\n8、TOONA系列增加A3-6DX\n9、变更A4-9M的探头配置，国内未注册\n10、V5/V3 系列/D100VET和E10VET/X1Vet/X2Vet增加Advanced Speckle标配\n11、WIFI adapter for console在国内50以上机器变更为选配\n12、TOONA增加兽用探头A3-8M\n13、新增的急诊/肾内/重症三个专用package\n14、应CE注册删除海外版的S3/S3P/S2/S2P/S1/S1P\n15、增加D300VET-21.5的新机型\n16、增加D300VET-21.5-4P机型",{"$nulls":8},"朱慧怡"]
["1.9.61","2020-06-09",null,null,"1、海外版F4-9E在X8及以上机型变更为#\n2、更正：S1-6PX在128通道以下机型(V6, V5, V3, E35,  E20,  E10, X1)不支持。\n G4-9ES/X4-9E/D4-9EP 在48及以下机型不支持\n在48及以下机型不支持192真元的探头（如：X4-12L，X6-16L, U5-15LE, X9-22L, S2-9C)\n3、增加E10E和X1E的巴西版\n4、X2-6C只有MLP的vet机型上支持\n5、增加G1-4PV，G55_arm及其以下配置的机型",{"$nulls":8},"朱慧怡"]
["1.9.66","2020-06-24",null,null,"1、增加巴西版TOONA系列产品",{"$nulls":8},"朱慧怡"]
["1.10。0","2020-10-10",null,null,"1、（暂时不能发CSH，法规未更新完成）更新海外版和国内版以下机型的配置，G86E/G86/G86P/M86E/M86/M86P/V75E/V75/V75P/V75D/X9E/X9/X9P/X9D/G65E/G65/G65P/G65D/V65E/V65/V65P/V65D/X8E/X8/X8P/X8D\n并增加俄罗斯版G86ER/G86R/G86PR/M86ER/M86R\n2、（暂时不能发CSH，法规未更新完成）在海外CE里E35/G55 series, portable and G86 series 增加双平面探头BP4-9；国内60及以上机器增加\n3、根据G55系列注册证，修改国内相应探头配置\n4、TOONA系列增加穿刺架\n5、Q系列推车发放\n6、根据注册证变更，更新国内版便携的配置\n7、S1-6p在G50VET系列上变更为标配\n8、新增功能：剪切波弹性成像，立体血流，实时IMT，Vaim，自动IT(颅内透明层)测量，3D盆底肛提肌裂孔自动测量，智能胎儿面部成像，自定义工作流\n9、增加巴西版掌超系列\n10、国内外现有机型的显示器尺寸保持同步，方便做预设\n11、海外55系列的DSP全面替换成ARM\n12、G86以下，X8及以上机型全面变更为NLP平台\n13、增加V8VET和G86VEt\n14、Auto OB全线产品标配\n15、根据8.21的邮件（peter），重新配置各个型号探头接口数量\n16、海外版G55系列增加I7-18L（用于CE注册）\n17、G1-4PV全线支持\n18、增加俄罗斯版的E20和V8系列\n19、更改S1-9C的配置\n20、停用DSP平台的机型\n21、新增R500和R700机型，用于注册送检",{"$nulls":8},"朱慧怡"]
["1.10.10","2020-10-30",null,null,"1、86和75系列支持Vshare剪切波弹性成像\n2、Vflow只在128及以上的机器支持\n3、增加血流量自动测量\n4、G3-9M在55的VET系列支持\n5、BP4-9不支持V5及V3系列\n6、增加D800VET、D350VET\n7、D500Vet D8Vet D300Vet D6Vet E20Vet D100Vet D5Vet 增加G3-9M\nA3-9M优化过的机型：D3VET、D2Vet\n8、VET系列删除PWV、Auto OB、stress ECHO、Auto Bladder、HSG、卵泡自动测量、Live IMT、Auto Flow Volume",{"$nulls":8},"朱慧怡"]
["1.10.20","2020-12-01",null,null,"1、SSD输入新的配置，便携和E20系列为标配，其他为选配（X5及以上的SSD选配未导入生产）；E20可选配1T硬盘。\n2、E20的CWD切换成T-CWD\n3、更改错误：advanced VSpeckleI在X5上变为标配\n4、G86VET/M86VET/D800VET G3-9M 变更成不支持\n5、国内掌超增加Surface Pro7（i5-1035G4）、U盘8G\n6、G4-9E国内在86系列变更为不支持，注册证原因。\n7、已停售机型1。10的新功能改为不支持。\n8、国内l老的停产机器DSP平台X8增加S1-8CM，用于X8机器的特制，使用在G60平台机器上；（ORCHID暂不配置该探头）\n9、增加兽用D100P-18.5机型\n10、增加兽超D860VET/D650VET/D750VET\n11、删除G80VET/M86VET/G86VET\n12、86系列全支持空化VFlash\n13、停用海外版的G80XEP和M80XEP\n14、兽超D系列增加“实验室ECG”\n15、1. Radiant Flow -> VLuminous Flow",{"$nulls":8},"朱慧怡"]
["1.10.21","2020-12-09",null,null,"1、由于海外市场原因，重新维护老机型兽超的配置：G55VET/M55VET/G50VET/E35VET/X35VET/E30VET/X5VET/E20VET/X3VET/X2VET/E10VET/X1VET/V6LAB/V6VET/V5VET/V3VET\n2、D2VET和D3VET增加实验室ECG，",{"$nulls":8},"朱慧怡"]
["1.10.22","2021-02-01",null,null,"1、D2VET和D3VET 的auto OB和auto bladder、Stress Echo、2D auto follicle、实时IMT、Vaim、血流量自动测量变更为不支持\n2、ORCHID系列G65以上机型不支持U5-15LE \n3、orchid系列发放M2-SSD",{"$nulls":8},"朱慧怡"]
["1.10.25","2021-04-21",null,null,"1、vCQ更名为VINNO Cardiac Quantification\n2、国内E20系列人用机型删除ECG、CBI、弹性成像功能，原因是未注册\n3、Vaid在V5EXP、V6、V8系列变更为选配\n4、Boris提出需求，俄罗斯所有机型的配置恢复与海外配置保持一致，peter开会时已批准。--2021-3-11参会人员：benson、Boris、vicky、peter\n5、增加VNavIn(虚拟内窥镜渲染)，在X33以上机型支持",{"$nulls":8},"朱慧怡"]
["1.10.28","2021-06-08",null,null,"1、增加心脏AI导航功能，仅V6系列支持\n2、增加15款便携定制机\n3、增加G90系列机型\n4、海外版增加E10E-3口-18.5主机\n5、定制机V5系列修改：不支持微磁引导\n6、增加智能肺超,重症(ICU)系统--肺部预设，便携系列及定制机系列",{"$nulls":8},"朱慧怡"]
["1.11.10","2021-08-13",null,null,"1、增加D200VET 机型，在D300VET的基础上，软件功能使用D100VET的配置\n2、更新定制机配置\n3、Auto IMT在海外版X2上变更为选配\n4、海外版增加S1-6PS，（原64阵元的老S1-6P），当前仅用于无注册要求的国家，后续待注册完成再增加相应目的国\n5、兽超增加TEE探头，\n6、65系列开通Vshear剪切波功能\n7、海外版增加A3-10P的人用设置\n8、人用机型支持VCQ",{"$nulls":8},"朱慧怡"]
["1.11.20","2021-12-15",null,null,"1、兽超D350VET根据市场需求，开通Strain功能，选配\n2、X35和X5系列将三同步变更为标配\n3、兽超X3-10L配置更新，只配置D550Vet/V6Vet系列这两款\n4、更新俄罗斯版机型的探头配置，根据E20注册证\n5、兽超支持教学软件功能。\n6、兽超D700VET以上机器增加声动力成像功能\n7、在M86上删掉Vflash空化\n8、D650VET和D8VET增加X3-10L\n\n",{"$nulls":8},"朱慧怡"]
[1.12,"2022-07-07",null,null,"1、增加Tulip机型配置\n2、E35系列和G55系列，包括人用和Vet机型均升级内存至8G，以满足市场需求\n3、增加巴西版G86和G65\n4、变更G3-10PX，在48及以下机器上不支持。\n5、增加R系列产品机型（国内）和P系列产品（海外和国内）\n6、增加海外版V8EXP机型（Only 俄罗斯）\n7、更新TEE支持机型G55-TEE和V6-TEE，D550VET，D6VET，V6Lab，V8\n8、变更ORCHID兽用机型的探头配置\n9、增加F4-12LV探头，用于G55/E35/E20/E10/X1/V8/V6/V5Exp/V5     D550VET/D300VET（也包括D200VET）/D100VET/D8VET/D6VET/D5VET等系列\n10、增加D2-6C探头\n11、调整部分探头配置，未优化探头暂时标记为三角隐藏\n12、增加R系列18款机型\n13、X1/E10/E20/E35/V8/V6/V5（包含对应的VET机型）的全御成像设为标配\n14、增加Tissue boost组织增强\n15、E35开通VFlow功能\n16、增加D860lab和D650Lab\n17、X2-6C需在D650VET，D550VET上支持\n18、D550vet支持X2-6C，S1-6P(X)\n19、D2-6C支持E20/E10/X2/X1、E35、G65\n20、所有兽超不支持：D3-6CM, G4-9EP, X4-9E，F4-9ES，I4-11T，I7-18L\n21、X3-10L在E20和V6上支持\n22、增加V10系列产品\n23、根据海外DOC证（2022-4-2发布），整理海外版探头配置\n24、G4-12P不支持人用机型，增加G4-12PX替代G4-12P\n",{"$nulls":8},"朱慧怡"]
["1.12.04","2022-10-10",null,null,"1. R530：Auto IMT/2D auto follicle/VAim for HIP，变更为标配\n2. D300VET 增加应变成像的选配项\n3. G1-4P（V20052）加到Ultimus配置中\nX4-9E直柄（V20049）加到Ultimus配置中\n4. I7-18L优化，在orchid和便携上支持标配\n5.  R系列增加支持F4-12LV的探头\n6. 增加P系列巴西版，配置和海外版保持一致\n7. P系列国内海外版本均不支持VReport功能，P系利海外版不支持AMAS功能\n8. G2-5C在G65/G65P/G65D/G65E为Δ 即招标模式\n9. BP4-9在G55系列标配，在E35系列（E35/E30/X5/X35/X33）和V6/V8上为非CE国家可配\n10.V5/V5PRO不支持V guide功能",{"$nulls":8},"饶婷婷"]
["1.12.31","2022-12-07",null,null,"1.剪切波弹性成像(VShear)在R600-R750变更为选配（2022/10/19）\n2. 增加兽用VINNO D8 LAB，配置和D8 VET一致（2022/10/28）---修改名称为VINNO 8 LAB，并同步更新选型（2022/11/1）---from Barret\n3. S2-9C在俄罗斯V8/V8EXP机型上改为标配（2022/11/3）\n4. 更新Tulip系列机型配置（第一版）（2022/11/4）\n5. VFlash在ULTIMUS 9E/9P/9/8E China版修改为选配（2022/11/7）\n6.G4-12P（V20060)在M86/G86及所有子机型上面改为“招标”---已同步更新选型（2022/11/8）\n7.更新A3配置 ① 海外 ：Auto OB/Auto Bladder/Auto Works改为选配，Duplex/Triplex 2D/Color/PW，Stress Echo，VAim for LEVA(3D)，RF data export，3D/4D功能改为不支持，A3-6D/A3-6DX/A4-9M/A3-10P改为不支持； ②国内：Auto OB/Auto Bladder修改为选配，Duplex/Triplex 2D/Color/PW，T-CWD，Stress Echo，VAim for LEVA(3D)，RF data export，3D/4D功能改为不支持，A3-6D /A4-9M改为不支持 ---已同步更新选型（2022/11/11）\n8. 更新V10系列配置：①国内：VShear改为选配，S1-8CM，F4-12LV，S1-8C穿刺架改为标配；②海外：Color M,Auto EF,Auto NT,Auto IT仅在V10上改为标配; S1-8CM，F4-12LV，S1-8C穿刺架，FTP server（V30087）在V10系列改为标配，DICOM（V30038）变为选配（2022/11/28）\n9. 更新R系列配置：①国内：MAM在R730改为标配；PWV，AMAS在R700-R750改为选配；STIC在R750/R650改为选配，Free view在R700-R750改为标配，S1-8CM和S1-8C穿刺架在R750/R730改为标配；②国外：TVI在R500变为选配；HQ 3D/4D，HQSilhouette在R700变为标配，在R500变为选配；S1-8CM在R700-R750改为标配，D2-6C和S1-8C穿刺架在R700变为标配；R700触摸屏尺寸改为“15.6”（2022/11/28）\n10. Tulip系列导入探头F4-12LV（V20058)为招标支持，S1-6PV（V20061）为标配（2022/11/28）\n11.更新Tulip 9E：G1-4PV改为标配，G4-12PX改为招标支持，U5-15L改为不支持（2022/12/1)\n12.更新国内S1-8C(M)标配G86/M86/V75/X9/G65系列机型，和原S1-8C所支持机型一致；另S1-8C(M)在R系列修改为不支持（2022/12/2)-----修改为国内S1-8C(M)标配Orchid系列机型（2022/12/6）\n13.国内/海外orchid/G55/V10/R600/R700/V8导入S1-6PV标配，和原S1-6PX所支持机型一致（2022/12/2)-----修改为对于在售系统（G86系列以下，包含R500系列）S1-6PV目前只在Orchid系列（human）优化了（2022/12/7）\n14. F2-5CP在E35和R300改为标配（2022/12/2）---修改为在E35/E35E/E35P/E30/X5/X35/X33，R300/R500系列标配（2022/12/6）\n15.X2-6C在 oversea版V8/V6系列（V8EXP/V8/V6EXP/V6/V6PRO）改为标配（2022/12/12）\n",{"$nulls":8},"饶婷婷"]
["1.12.32",null,null,null,"5. PView和Free 3D在国内版G86系列（G90/G90E/M90/M90E/G86E/G86）改为标配（2022/12/22)",{"$nulls":8},"饶婷婷"]
["1.12.42","2023-03-17",null,null,"以下三项在1.12.42发布：\n9.更新X3海外配置，和X2配置一致（2023/2/9）\n12.新增A系列巴西版配置，和海外版保持一致；\n30.海外版R500系列，ZoneImage和HQFlow改为标配，其他不变动（2023/3/16）\n31.修正国内/海外版Orchid系列在旧S1-6P（ V20014）上为不支持，海外E35/X35/R300/V8/V6在旧S1-6P（ V20014）上为△（2023/3/17）\n",{"$nulls":8},"饶婷婷"]
[null,"2023-04-13",null,null,"总：1.ECG软件功能（V30786）当前除了V10P/V9P/国内9E/海外9E/9E_CV版标配，其他系列都是选配（随ECG选配套件），掌超/A3/A2/A2p/A1/A1p不支持ECG，此条变更不细分系列（2023/4/13）\n2.更新X4-9E穿刺架适用于X4-9E，A4-9EV，F4-9EV（2023/5/8）\n3.更新 DVI转HDMI视频输出线（V30424 ） 和 DVI转HDMI转接头（V30425）在国内外全部台式机及A系列改为标配，同步更新选型（2023/5/19）\n4.增加壁龛成像 Niche View（V30439），除了在A系列/掌超系列/兽用D系列不支持以外，其他机型上均为标配（2023/6/13）\n5.新增S1-6PV穿刺架（2023/8/11）\n6.更新D3-6C探头IPN和V代码，同步更新选型（2023/8/11）\n7.更新Curve M Mode功能在全系列机型改为标配，除了A3/掌超系列，同步更新选型（2023/8/24）\n8.更新DVI转HDMI视频输出线（V30424 ）在国内外全部台式机及A系列改为不支持，同步更新选型（2023/10/20）\n9.更新国内外Orchid/R/G55/E35/V10系列（含兽用）SSD和HDD配置（2023/10/20）\n"]
["1.12.43",null,null,"其他在售产品（如Orchid Human，G55以下human+vet）","#其他产品\n20.VNavIn更新中文名称为超声3D内视渲染技术（2023/3/1）\n35.VShear在兽用orchid系列改为不支持，D860LAB/VET保持选配，同步选型更新（2023/3/23）\n41.更新Elastic imaging在海外V5及X1以上，E20以下机型为选配（2023/3/27）\n42.更新兽用D650VET和D650LAB在F4-12LV上标配（2023/3/28）\n1.A6系列新增A4-9EV标配，替代A4-9E（2023/4/19）\n2.X9-22L在国内G86E/M86改为标配（2023/4/23）\n3.G3-9M在兽用D550及以下的机型改为不支持（2023/5/9）\n\n"]
[{"$nulls":4},"49.更新S1-6PX在D550VET上为△（2023/4/4）"]
["1.12.43",null,null,"R500系列","21.旧F4-9E在R300-500保持不变，F4-9EV在R300-500导入标配（2023/3/2）\n41.更新Elastic imaging在海外R500改为标配（2023/3/27）\n44.更新海外版R300/R500和国内版R530/R500/R330/R300配置（2023/3/29）\n海外R500：MAM,Curve M Mode,TD,TVI,Auto IMT,VAim for OB,VAim for Follicle,Mcut,Auto NT,Inversion mode，D2-6C，S1-6PS改为标配，Auto IT,Free 3D，DICOM(V30038)改为选配，STIC改为△，D2-7C改为不支持\n海外R300：HQ剪影模式改为选配，D2-6C，S1-6PS改为标配，DICOM(V30038)改为选配，CBI，PWV，AMAS，STIC改为△，D2-7C，S1-6P(V20014)改为不支持\n国内R530:  Auto IMT改为标配，STIC改为△，S1-6PX改为不支持\n国内R500：Auto IMT，2D auto follicle，VAim for HIP改为标配，TVI改为选配，STIC改为△，S1-6PX改为不支持\n国内R330和R300：CBI，PWV，AMAS， STIC改为△，S1-6PX改为不支持\n46.更新应变成像和容积超声断层成像在海外/国内R500/R300系列选配（2023/3/30）\n1.G4-12PX在R500系列改为不支持（2023/5/4）\n"]
["1.4X？",null,null,"R500系列","1.新增海外R500/R300目标版（1.4X）配置；\nR500：多门PW，自动穿刺增强，Vaid，Vaid Thyroid，Light Lab，color 3D改为选配；\nR300：Vaid，Vaid Thyroid改为选配（2023/8/15）\n2.更新VShear在海外R500/R300目标版（1.4X）配置为选配（2023/10/10）\n3.更新多门在海外R500/R300系列目标版（1.4X）配置为选配（2023/11/20）\n4.更新VAid Thyroid在海外R300/R500系列目标版（1.4X）配置为选配（2023/11/20）\n5.新增海外G55IQ版（1.4X）配置（2023/11/21）\n6.更新F4-12LV2在海外G55IQ版（1.4X）标配（2023/11/28)"]
["1.12.44",null,null,"其他在售产品（如Orchid Human，G55以下human+vet）","1.更新TD与TVI功能在D100VET和D5VET改为选配（2023/6/2）\n2.更新I7-18L在国内V3PRO和V5PRO改为不支持，同步更新选型（2023/6/6）\n3.更新G3-10P（V20025）在海外X35改为招标支持，同步更新选型（2023/6/8）\n4.更新G3-10P（V20025）在海外E35改为招标支持，同步更新选型（2023/6/16）\n5.更新G3-10PX（V20031）在海外E35改为招标支持，同步更新选型（2023/6/19）\n6.更新G3-10PX（V20031）在海外V6改为招标支持，同步更新选型（2023/7/7）\n\n"]
["1.12.45",null,null,"其他在售产品（如Orchid Human，G55以下human+vet）","1.更新G4-12PX（V20060）在海外V8招标支持（2023/7/28）\n2.新增G3-9MV在兽用D350/D300标配（2023/7/28）\n3.更新D2-6C在海外/国内E35/E20系列改为标配（2023/8/10）\n4.新增自研STIC（V30787）在G86及以下机型（含兽用）招标支持，旧STIC已禁用（2023/8/10）"]
["1.12.46",null,null,"其他在售产品（如Orchid Human，G55以下human+vet）","1.更新海外R500/R300当前版（1.12.46）配置\nR500：穿刺增强，2D auto follicle，传输影像至FTP服务器，HQ3D/4D改为标配；CBI，VAim for OB，VAim for Follicle，Auto NT改为选配；VShear改为招标；\nR300：TD，TVI，传输影像至FTP服务器，灰阶反转改为标配；Vaid改回招标，Vaid Thyroid改回不支持（2023/8/15）\n2.F2-5C，D3-6C，F4-9E在海外R300改为不支持（2023/8/25）\n3.更新D2-6C在国内E35/E20系列改为不支持（国内未注册）（2023/8/25）\n4.更新G3-9MV在兽用D100/D100P/D550/D500改为标配（2023/8/30）\n5.F2-5C，D3-6C，F4-9E在海外R300恢复为标配（2023/8/31）\n6.D2-6C在海外E10/X1系列改为标配（2023/9/14）\n7.E35/X35系列：X3-10LV改为标配\nE20/X3/X2/E10/X1系列：F4-12LV2 改为标配\nV5EXP-V8EXP所有机型：D2-6C改为标配\nV3-V8EXP所有机型：F4-12LV2改为标配\n海外V6：X3-10LV改为标配\nA系列（除A3外）：A2-6D改为标配（2023/9/15）\n8.Auto IMT在D550/D500改为选配（2023/9/20）\n9.更新F4-12LV2在R300/R500系列/E35系列改为标配（2023/9/28)\n10.因注册原因，修改国内V5EXP-V8EXP所有机型：D2-6C改为不支持（2023/9/28）\n11.修正A4-12L在A6改为标配（2023/10/25）\n"]
["1.12.47？",null,null,"其他在售产品（如Orchid Human，G55以下human+vet）","1.恢复V8 LAB机型，配置和D8VET一致（2023/11/2）\n2.更新VAid Thyroid在海外R300/R500系列为选配（2023/11/6）\n3.更新多门多普勒在海外R300/R500系列为选配（2023/11/7)\n4.更新旧S1-6P（V20014）在海外E35/E20/E10/X1系列标配（2023/11/9）\n5.更新海外V3-V8EXP所有机型（V3PRO除外），旧S1-6P（V20014）改为标配（2023/11/13）\n6.更新国内V5EXP-V8EXP所有机型，X4-9E2/X4-9EL2改为标配（2023/11/13）\n7.更新国内E35/X35/X33上BP4-9改为招标，海外E35/E35E/E35P/X35上G3-10PX改为标配（2023/11/15）\n8.更新国内&海外G86/M86/R500/R300/E35系列所有机型，X4-9E2/X4-9EL2改为标配（2023/11/15）\n9.更新海外G55系列所有机型，X4-9E2/X4-9EL2改为标配（2023/11/15）\n10.更正多门多普勒在海外R300/R500当前版本为不支持（2023/11/20）\n11.更正VAid Thyroid在海外R300/R500当前版本为不支持（2023/11/20）\n12.更正旧S1-6P（V20014）在海外V8EXP/V8/V5/V5Pro/V3EXp/V3Pro/V3改为不支持（2023/11/20）\n13.因为历史原因，恢复旧S1-6P（V20014）在海外V8EXP/V8/V5/V5Pro/V3EXp/V3改为标配（2023/11/22）\n14.新增F4-12LV2在D350/D300为标配，同步更新选型（2023/11/23）\n15.更新E3-8T在海外（非CE国家）G86上标配（2023/11/27）\n16.更新F4-12LV2在G55-M55所有机型上标配（2023/11/28)\n17.更新F4-12LV2在D5/D6/D8/D550/D500/D100/D100P/E20VET/D200上标配；A3-9MV在D2/D3标配；G3-9MV在D5/D6/D8/D300/D350/E20VET/D200上标配（2023/11/29）\n18.新增V3 EXP 麻醉专用机型配置（2023/11/30）\n19.更新从D550-X1VET，D100P-V3VET的所有机型：F4-12LV2改为标配（2023/12/4）\n20.更新X3-10LV在E35/X35系列改为招标（2023/12/4）\n21.更新X3-10LV在R500/R300系列改为招标（2023/12/4）\n22.更新E20/E10系列：F2-5CP和F4-9EV改为标配（2023/12/5）\n23.更新海外V3-V5PRO：D2-6C改为标配；\n国内海外V3-V8EXP：F4-9EV，F2-5CP改为标配；\n海外V3-V8EXP: X3-10LV和旧的X3-10L保持一致；\nD2VET：G3-9MV改为标配；\n海外G86系列：D2-6C改为标配（限非CE国家）（2023/12/5）\n24.G3-9MV在D2VET上改为不支持；X4-9E2/X4-9EL2在国内G55上改为标配；F4-9EV在E35系列改为标配（2023/12/6）\n25.新增海外R500/R300 TEE机型配置，标配E3-8T探头，其他配置和海外R500/R300常规版配置一致（2023/12/6）\n26. 更新D550-X1VET，D100P-VINNO3VET：F2-5CP改为标配(2023/12/7)\n27. 更新兽用便携V8 LAB-VINNO3VET机型：G3-9MV改为标配（2023/12/13）\n28.更新X4-9E2/X4-9EL2在国内X65/M55/X55机型标配（2023/12/18）\n29.更新X4-9E2/X4-9EL2在海外E20招标支持（非CE）（2023/12/25）\n30.更新VShear在当前版本R500/R500_TEE上改为不支持（2023/12/27）\n31.更新海外E35/X35上G4-12PX改为招标支持（2023/12/29）\n"]
["1.12.48？",null,null,"其他在售产品（如Orchid Human，G55以下human+vet）","1.更新V3EXP麻醉机配置：Auto OB/Auto Bladder/Free 3D/Niche View/最大、最小、X光显影模式/表面、平滑模式改为选配，产科计算包/妇科计算包改为不支持（2024/1/8）\n2.更新X3-10LV在R500/R300/E35/X35系列改为标配(2024/1/12)"]
["1.15.0",null,null,"Orchid G65/V65/X8","1.更新海外/国内Orchid G65/V65/X8配置：PWV改为不支持,VAid Liver/VAid Thyroid改为选配，S1-8CM，D2-6C，G3-9MV，X3-10LV 改为标配，F4-12LV改为招标支持；S2-9C，D3-6C，X3-10L，S1-6PX这些探头已标灰，后续1.15.0发布后，在G65系列停售（2023/8/29）\n2.新增X4-9EL（1001388）和X4-9E（1001387）替代旧X4-9EL/X4-9E，V代码不变，在G65系列标配，旧的两把X4-9E已标灰，同步更新选型（2023/9/11）\n3.因注册原因，S1-8CM，D2-6C在国内G65系列改为未注册，在海外G65系列仅开放给非CE；恢复S2-9C，D3-6C在售。（2023/9/12）\n4.PWV在G65系列选配，宽景成像标配；Color 3D在G65系列招标支持（2023/9/13）\n"]
["1.15.01？",null,null,"Orchid G65/V65/X8","1.更新E3-8T在海外（非CE国家）G65上标配（2023/11/27）"]
["1.15.10？",null,null,"V8/V6/V5EXP POC专用","1.新增V8/V6/V5EXP POC机型配置（2023/11/30）"]
["1.15.10？",null,null,"Orchid 系列","1.G86/M86系列和G65系列合并，新增VAid Liver/VAid Thyroid在G86/M86系列选配（2024/1/8）"]
["1.13.10",null,null,"Tulip系列","2.更新Tulip 9E国内分为科研版和旗舰版,以下功能：TPI,穿刺增强,VAid,VShear,VAid Liver,VAid Thyroid ,多门PW,ASS,Tissue Boost,Free 3D 在9E科研版和旗舰版改为标配；CBI+,Vmind OB在9E科研版和旗舰版改为招标支持；VFlash,MFP,Research Access在科研版为标配，旗舰版为选配；PWV+（替代原PWV）在9E科研版和旗舰版均为选配。国内版删除Vshear+和PWV功能。（2022/12/9）-----将同步更新选型\n3. 更新Tulip 9E国内科研和旗舰版：三维卵泡自动测量改为标配，输卵管容积造影改为选配（2022/12/12）---同步更新选型\n11.更新tulip 9E海外第一版配置；同步更新9E国内探头配置：S2-9C，F2-5C，G2-5C，B2-6C,F4-9ES改为招标支持，G3-9M为不支持，G4-12PX改为标配（2023/2/16）\n16.更新tulip海外9E配置，分为standard，OB，RAD，CV版配置（注：海外版声速自适应技术英文名称改为(Adaptive Acoustic Speed) \n27.zone imaging在9E海外/国内改为△（2023/3/15）\n34.更新9E国内版配置：旗舰版的MCP微血管造影增强功能改为标配，科研版的RF元数据导出功能改为不支持（2023/3/20）\n36.Tulip国内新增8P/7P全身应用版/产妇版配置(2023/3/23)\n37.更新海外9E standard/OB/RAD/CV版配置：VMind OB(专业版)改为△，CBI+ 超快造影成像改为△(2023/3/24)\n38.更新国内9E科研版和旗舰版配置：VMind OB(常规版)改为标配(2023/3/24)"]
["1.13.20",null,null,"Tulip系列","47.更新I4-11T和U5-15LE在国内Tulip 7P OB/GI版标配（2023/3/31）\n48.Tulip系列海外/国内增加新版ECG，ECG导联线及PCG导联线（2023/4/4）\n1.国内9E旗舰版/科研版，海外9E/9E_CV版新增ECG软件功能（V30786）为标配（2023/4/11）\n2.STIC自研（V30787)导入tulip系列招标支持（2023/4/19）\n3.VMind（常规版）在国内8P妇产版改为标配； VReport在国内9E科研版/旗舰版改为选配（2023/4/23）\n4.新增VShear+（V30622)在tulip系列海外/国内招标支持，未发布（2023/4/23）\n5.快速启动（V30728)在tulip海外/国内系列改为标配，同步更新选型（2023/5/12）\n6.VReport在国内Tulip 7P/8P OB/GI版都改为选配（2023/5/16）"]
["1.13.30",null,null,"Tulip系列","1.更新精细血流名称为: 超精细血流成像 SMF(Super Micro Flow) (2023/5/29）\n2.更新S2-9C/I4-11T在国内8P改为不支持，S2-9C/I4-11T/U5-15LE在国内7P改为不支持，同步更新选型（2023/6/1）\n3. 更新VMind产筛精灵（常规版）中文名称为：OB测量包（VMind产筛精灵常规版），VMind产筛精灵（专业版）中文名称为：OB测量包（VMind产筛精灵专业版），同步更新选型（2023/6/7）\n4. CBI+（V30621)更新： 中文名称为超快造影，英文名称为uFR CBI （ultraFast Frame Rate CBI）同步更新选型（2023/7/10）\n5.更新TULIP系列（1.13.30）配置：SMF中文名更名为超微细血流成像 ，uFR CBI 更名为CBI uFR \n国内：\n1.新增X3-10LV(V20070)，G3-9MV(V20068）标配，原D3-6C/ X3-10L/ G4-9M已标灰；\n2.SMF在8P/7P改为选配，MCP标灰；CBI uFR在9E改为标配，8P选配，7P不支持；\n3.9E_科研版更名为9E_科研版（VFlash），并新增9E_科研版（URM）版配置，标配URM（V30842），选配VFlash，\n其他配置和9E_科研版（VFlash）配置一致；\n海外：\n1.新增X3-10LV(V20070)，G3-9MV(V20068）标配，原D3-6C/ X3-10L/ G4-9M已标灰；\n2.CBI uFR改为选配，MCP标灰（2023/8/15）\n"]
["1.13.40?",null,null,"Tulip系列","1.VMind OB（Simple)中文名更名为：OB测量包； VMind OB(Professional)中文名更名为：OB测量包（专业版），同步更新选型（2023/9/5）\n2.新增X4-9EL（1001388）和X4-9E（1001387）替代旧X4-9EL/X4-9E，在tulip系列标配，V代码不变，旧的两把X4-9E已标灰，同步更新选型（2023/9/11）\n3.更新E3-8T在海外（非CE国家）9E标配（2023/11/20）\n4.新增U5-15LE2（V20075)在国内Tulip 7P标配（2024/1/10）"]
["1.14.0",null,null,"V10系列","4. Vshear 在V10系列海外版变更为选配，增加Light Lab胎儿多光源渲染成像和三维焕流成像在R700系列海外和国内版均为选配（2022/12/20）\n6. V10系列国内/海外版：增加Multi Doppler，自动穿刺增强，远程会诊功能为选配；重症和急诊功能改为不支持（2023/1/9）\n8. 更新V10/V10E/V10P国内第一版配置，海外暂时和国内一致（2023/2/9）---标红色部分代表当前暂不发布，标蓝色部分（PWV，心脏AI导航）为待确认项。\n14.更新V10海外和国内配置，新增一列for 1.14.0（2023/2/24）\n17.更新V10  1.14.0探头配置：G2-5C，D2-7C，G3-10PX改为△ ,D3-6C改为X（2023/2/28）\n19.更新V10最新海外/国内配置（2023/3/1）\n22.更新V10探头配置：F2-5C，F4-9E，G3-10P，G4-12PX改为不支持，F4-9EV改为△，X6-16LG在V10国内版不支持（2023/3/2）\n25.更新V10/V10P/V9/V9P国内配置，海外更新V10配置（2023/3/10）\n28.D3-6C在V10系列海外/国内改为△，选型里不支持（2023/3/15）\n"]
["1.14.10",null,null,"V10系列","33.更新V10/V10P/V9/V9P国内配置，海外更新V10配置，新增一列for 1.14.10（2023/3/20）\n43.更新Auto DFI名称为Auto DFR（Auto Disastolic Fuction Ratio), Auto B-line在V10系列1.14.10改为不支持,新增Auto Pleura胸膜自动识别在海外V10选配，国内V10P/V9P标配，V10/V9选配（2023/3/29)\n50.更新海外V10 1.14.10配置和国内V10/V10P/V9/V9P 1.14.10配置（2023/4/4）\n1.国内V10P/V9P：POC包改为标配，新增ECG软件功能（V30786）为标配；MSK包在海外V10改为标配（2023/4/13）\n2. 1.14.10版本：D4-9EP在国内V10/V9，海外V10 改为不支持（2023/4/25)\n3. 1.14.10版本：G2-5C，D2-6C，D3-6CM，F4-9EV在国内V10/V9，海外V10 改为不支持；\n     G2-5C在国内V10P/V9P的1.14.10和1.14.20版本都改为不支持；穿刺架相应更新 (2023/4/26)\n4.1.14.10版本：D3-6CM在海外V10，国内V10/V9改为△；D4-9EP和HSG在海外V10，国内V10/V10P/V9/V9P改为△；(2023/5/4)\n5. 1.14.10版本：D3-6CM在国内V10P/V9P改为△(2023/5/6)\n6. 1.14.10版本：更新【最大、最小、X光显影模式】和【表面模式、平滑模式】在国内V10P/V9/V9P为标配（2023/5/8）"]
["1.14.20",null,null,"V10系列","1.新增一列1.14.20 for国内V10P/V9P（2023/4/4）\n2.多门多普勒在国内V10P/V9P 1.14.20改为标配（2023/4/13）\n3. 1.14.20版本：更新【最大、最小、X光显影模式】和【表面模式、平滑模式】在国内V10P/V9/V9P为标配（2023/5/8）\n4.更新B2-6C在国内V9改为不支持，I7-18L在国内V10P改为不支持，同步更新选型（2023/6/6）\n5.更新自研STIC(V30786)在海外V10，国内V10/V10P/V9/V9P最终版为选配（2023/6/14）\n6.更新AutoVTI、Auto IVC、Auto DFR、Auto DPF四个功能从POC下移至常规；POC包（V30785)隐藏，后续改为软件控制，已标灰（2023/7/7）\n7.更新1.14.20版本配置： \n海外V10：多门多普勒改为标配，Auto VTI、Auto IVC改为选配；S2-9C/X3-10L改为不支持，G4-9E改为招标，G3-10PX/G4-12P/S1-8CM改为标配；\n国内V10/V9/V10P/V9P：多门多普勒改为标配；S2-9C/G4-9E/F2-5CP改为招标，X3-10L/G4-9M改为不支持，G3-10PX/G4-12P/X6-16L（NGS）改为标配；Auto VTI、Auto IVC在V10/V9改为选配，在V10P/V9P改为标配；\n新增G3-9MV探头在V10系列最终版为标配，在当前1.14.20版本不支持（2023/7/25）\n8.更新1.14.20版本配置： \n海外V10/国内V10/V9/V10P/V9P：多门多普勒改为招标，Auto VTI、Auto IVC改名为Vaid VTI、Vaid IVC并招标支持；\n海外V10：S1-8CM改为不支持（2023/8/15）\n9.更新G3-9MV在海外V10 1.14.20招标支持，同步更新选型（2023/8/28）"]
["1.14.30？",null,null,"V10系列","1.更新穿刺增强在V10系列为标配（2023/10/18）\n2.更新V10系列：S1-8CM、E3-8T在海外改为标配；X3-10LV、D2-6C、G3-9MV、X4-9E2/X4-9EL2在国内/海外改为标配（2023/11/15）\n3.更新V10系列 1.14.30：G4-9M改为招标；MSK在国内改为标配（2023/11/30）\n4.更新V10系列S1-6PX改为标配（2023/12/6）\n5.更新VAid VTI，VAid IVC在国内V9P/V10P改为标配，V9/V10改为选配；在海外V10改为选配（2023/12/26）\n6.更新F4-12LV2在V10系列改为标配（2023/12/28）"]
["1.14.31？",null,null,"V10系列","1.更新VShear在国内V10/V10P为选配（2024/1/24）\n"]
["1.40.0",null,null,"R700系列","7. R700系列国内/海外版增加Multi Doppler为选配（2023/1/9）\n15.更新R700国内配置，和海外配置一致（2023/2/25）----更新VShear在R700变为△（2023/2/27）\nAcoustic Speed) ，微血管造影增强成像改为MCP(Micro Contrast Perfusion)（2023/2/27）\n23.更新R700探头配置：F4-9EV在R700改为△（2023/3/3）\n29.更新R700/R600海外配置，同步选型更新（2023/3/16）\n1.E3-8T在国内R700改为不支持（2023/4/21）\n2.G4-12PX在R700系列改为不支持（2023/5/4）\n3. 更新海外R700，国内R730/R700 的1.14.50版本和目标版配置（2023/6/14）\n4.更新海外R700/国内R730/R700配置：1.14.50版本不支持自动穿刺增强，标配穿刺增强；最终版都标配穿刺增强（2023/6/16）\n5.V9电池在R系列改为选配，增加R系列电池板组件在R系列选配（2023/6/28）\n6.VCQ在国内R730/R700 的1.14.50版本和目标版改为标配（2023/7/3）\n7.更新R700/R600目标版配置；R700 1.14.50配置变更：实时IMT改为标配，导出3D打印数据和3D盆底肛提肌裂孔自动测量改为选配（2023/8/11）\n8.新增Vmind OB 常规版和专业版在海外R700/R600选配，Vmind OB 常规版在国内R700选配（2023/8/29）\n9.VMind OB 更新中文名，并在R700系列选配（2023/9/8）\n10. X4-9E，U5-15LE在R700/R600系列改为标配（2023/9/21）\n11.新增X4-9EL2（1001388）和X4-9E2（1001387）在R700/R600系列改为标配（2023/9/27）\n12.更新多门多普勒在R700系列海外改为标配，国内改为选配；VShear在R700系列国内改为选配（2023/11/9）\n13.更新S1-6PX在R700系列标配，同步更新选型（2023/12/15）\n"]
["1.40.10?",null,null,"R700系列","13.更新海外R700系列：S1-8CM、G3-10PX、G1-4PV、G4-12PX、F4-9EV、X6-16L、X3-10LV 改为标配；OB测量包（专业版）改为招标；同时旧的X3-10L在R700改为标配（2023/11/10）\n14.更新国内R700系列：F4-9EV、G1-4PV、G4-12PX、F4-12LV2、X6-16L、X3-10LV改为标配；OB测量包（专业版）改为招标；因注册问题， G3-10PX仅在R700上改为标配（2023/11/10）\n15. 更新海外R700系列：1.40.10版本R700 G3-9MV为招标，其他型号改为标配；\n国内R700系列：1.40.10版本R700和R730 G3-9MV为招标，其他型号改为标配（2023/11/15)\n16.更新旧的X3-10L在R700系列改为不支持（2023/11/22）\n17.新增海外R700 TEE机型配置，标配E3-8T探头，其他配置和海外R700常规版配置一致（2023/12/6）\n\n"]
["1.30.0",null,null,"9E VET","1.新增兽用9V/9LAB配置（2023/7/5）\n2.新增G3-9MV在兽用9V/9LAB标配，旧G3-9M改为不支持（2023/7/28）\n3.新增VELP功能（兽用Ai功能），扫查引导功能在兽用9V/9LAB选配；stress echo在9V/9LAB变为选配；vCQ-ABD和vCQ-Cardiac在9V选配，在9LAB标配；vCQ改为不支持。（2023/8/1）\n4.新增SMF在9V/9LAB选配，MCP标配，Research Access标配，URM在9LAB招标支持（2023/9/8）\n5.VShear在9V/9LAB改为不支持(2023/9/14)\n6.CBI在9LAB改为标配；MCP在9V改为选配；PWV在9V/9LAB改为不支持；Research Access，Auto IMT改为选配；（2023/9/20)\n7. Free 3D在9V/9LAB改为招标支持（2023/9/22）\n8. S1-6PV，I7-18L在9V/9LAB改为标配（2023/10/10）\n9.新增兽用ULTIMUS 9C配置（2023/10/13）"]
["1.30.0",null,null,"V10 VET","1.新增兽用D10VET/D10LAB配置(2023/7/5)\n2.新增G3-9MV在兽用D10VET/D10LAB标配，旧G3-9M改为不支持（2023/7/28）\n3.新增VELP功能（兽用Ai功能），扫查引导功能在兽用D10VET/D10LAB选配；stress echo，多门多普勒在D10VET/D10LAB变为选配；vCQ-ABD和vCQ-Cardiac在D10VET选配，在D10LAB标配；vCQ改为不支持。（2023/8/1）\n4.新增MCP在D10VET/D10LAB选配，远程会诊招标支持（2023/9/8）\n5.MCP在D10VET/D10LAB改为不支持（2023/9/13）\n6.新增D10 LAB Pro，配置同D10LAB一致（2023/10/10）"]
["1.31？",null,null,"D90 VET","1.新增兽用D90VET配置(2023/12/22)\n2.Strain Imaging和TDI-QA在D90VET改为不支持，新增VET Strain Imaging在D90VET选配（2023/12/26）\n\n"]
["1.13.101",null,null,"OrchidVET系列","1.多门多普勒(V30624)在Orchid Vet/lab系列机型导入标配（在1.13.100发布）(2022/12/8)\n10.兽用D系列新增辅助诊疗功能（腹部）和辅助诊疗功能（心脏）选配(2022/2/24)\n32.兽用D系列不支持辅助诊疗功能（腹部）和辅助诊疗功能（心脏）（2023/3/17）\n39.更新G3-9M在D860VET/D860LAB/D700VET/D700LAB/D650VET/D650LAB改为标配（2023/3/24）\n40.更新G3-9M在兽用D800VET/D750VET/V70LAB改为标配（2023/3/27）\n49.更新S1-6PX在D860LAB/D860VET/D800VET/D750VET/D700VET/D700LAB/V70LAB上为不支持（2023/4/4）\n1.V70Lab/VET已停售，移至停售机型列表（2023/4/19）\n2.兽用新增D760VET机型配置，和D650VET配置一致（2023/4/21）\n3.D760VET机型移至停售机型列表 【注：此机型未启用过，中途终止】（2023/4/26）\n4.新定义D700VET配置，和D650VET配置一致；旧D700VET移至停售机型列表（2023/5/8）\n5.Vflash在兽用D860LAB/D860VET/D800VET/D750VET/D700LAB改为不支持，同步更新选型（2023/5/18）\n6.多门多普勒在Orchid兽用系列机型改为选配，同步更新选型（2023/6/29）\n7.新增G3-9MV在兽用Orchid系列标配，旧G3-9M改为不支持（2023/7/28）"]
["1.13.102?",null,null,"OrchidVET系列","8.新增D800LAB，配置和D700LAB一致（2023/8/10）\n9.VShear在D860LAB/D860VET改为不支持，同步更新选型（2023/9/13）\n10.PWV在D860LAB/D650LAB改为不支持，Auto IMT在Orchid VET系列改为选配（2023/9/20）\n11.Free 3D在Orchid系列改为招标支持（2023/9/22）\n12.新增D600LAB，配置同D650LAB一致（2023/10/10）\n13.历史问题，恢复旧的G3-9M在兽用所有在售机型（Orchid/G55/E35/E20/E10/V8便携系列）为标配（2023/10/11）"]
["?",null,null,"掌超系列","18.更新掌超系列海外/国内版配置（全方位M型，曲线解剖M型，彩色M型）（2023/2/28）\n26.新增掌超Q+系列海外和国内配置（2023/3/10）--更新掌超穿刺架和选配件配置（2023/3/15）\n45.更新血流量自动测量在Q/P系列为△（备注仅在7L线阵支持）（2023/3/29）\n1.更新readzoom功能（V30590）在P系列改为标配，同步更新选型（2023/5/25）\n2.更新Surface Pro7平板电脑在P系列国内改为选配（2023/6/6）\n3.超声教学功能（V30195）在P系列海外/国内/巴西改为标配，同步更新选型（2023/6/8）\n4.更新梯形成像，穿刺增强，DICOM在P系列海外/国内/巴西改为标配；全方位M型在海外/巴西/国内版P3/P5E/P5/P7改为标配，彩色M型在海外/巴西/国内版P3/P5/P7改为标配；同步更新选型（2023/6/9）\n5.更新PDI function在P系列系列海外/国内/巴西改为标配，同步更新选型（2023/6/12）\n6.Surface Pro7平板电脑和Q系列联想MIX520平板电脑在Q系列国内改为选配（2023/6/16）\n7.更新血流量自动测量在Q+系列不支持，更新Q+海外版配置，和国内配置一致（2023/8/30）\n8.更新穿刺增强在Q/Q+系列7L线阵的相关机型改为标配（2023/9/5）\n9.更新Q5+最新配置（2023/9/22）"]
["1.11.50",null,null,"A3系列","12.更新A3 oversea/China/巴西版第一版配置（2023/2/16）\n24.更新A3海外/国内/巴西版配置（2023/3/3）\n1.更新A3海外/国内/巴西版配置:Pview,MAM,Curve M Mode,Color M mode,Auto IMT,Auto EF,网络存储与网络打印,DICOM3.0接口,A4-9E改为不支持，新增A4-9EV标配；CFI function在A3国内改为标配（2023/4/19）\n2.更新A3海外/国内/巴西版配置：TD改为标配，TVI，TVM，TPI改为不支持，内存改为8G；A3及以下机型（A3/A3p/A2/A2p/A1/A1p）标配DICOM3.0基础功能（V30359），不支持DICOM（V30038）和DICOM3.0接口（V30360) （2023/5/10）\n\n\n\n"]
["1.11.70?",null,null,"A3&A3 VET","1.更新A3配置：移动图像传输方案，tutorials，WLAN改为标配；WIFI adapter for portable，Bluetooth adapter改为选配(2023/10/26)\n2.新增D1 VET配置（2023/11/17）\n3.更新D1VET： TView改为标配，DICOM接口（V30038）改为不支持，增加DICOM3.0基础功能（V30359）标配（2023/11/20）\n4.更新移动图像传输方案（V30082）在A3海外版改为不支持（2023/11/21）\n5.更新A3海外版Bluetooth adapter改为不支持（2023/11/22）\n6.更新D1VET USB DVDRW 改为不支持（2023/11/22）\n"]
["？",null,null,"A3&A3 VET","1.Auto EF在D1VET改为选配（2024/1/26）"]
[" QP 7.3-03-F12/ Rev.1 1/2"]

{"sheet":"Tulip-Oversea","index":1,"n_rows":303,"n_cols":51,"rows_kept":303,"cut":false,"hidden":false,"merged":[[144,0,145,0],[144,2,145,2]]}
["Suitable software verison： ",{"$nulls":7},"X  代表标配","- 代表不支持","Δ支持但隐藏","# 法规未注册","O 代表选配"]
[]
["红底：未注册机型/不发放",null,"ProductID",null,null,"ULTIMUS 9E_0_2","ULTIMUS 9E_4","ULTIMUS 9E_5","ULTIMUS 9E_6","ULTIMUS 9P_0_2","ULTIMUS 9_0_2","ULTIMUS 8E_1_2","ULTIMUS 8P_1_2","ULTIMUS 8_1_2","ULTIMUS 7E_1_2","ULTIMUS 7P_1_2","ULTIMUS 7_1_2","ULTIMUS 6E_0_2","ULTIMUS 6P_0_2","ULTIMUS 6_0_2","ULTIMUS 5E_0_2","ULTIMUS 5P_0_2","ULTIMUS 5_0_2"]
["灰底：停用",{"$nulls":5},"V10865","V10866","V10867"]
[]
[{"$nulls":5},"standard","OB","RAD","CV"]
[{"$nulls":5},"ULTIMUS 9E","ULTIMUS 9E","ULTIMUS 9E","ULTIMUS 9E","ULTIMUS 9P","ULTIMUS 9","ULTIMUS 8E","ULTIMUS 8P","ULTIMUS 8","ULTIMUS 7E","ULTIMUS 7P","ULTIMUS 7","ULTIMUS 6E","ULTIMUS 6P","ULTIMUS 6","ULTIMUS 5E","ULTIMUS 5P","ULTIMUS 5"]
[null,null,"Memo",null,null,"MLP","MLP","MLP","MLP","MLP","MLP","MLP","MLP","MLP","MLP","MLP","MLP","MLP","MLP","MLP","MLP","MLP","MLP"]
["Product ",null,"ProductDisplayName",null,null,"general","general","general","general",null,null,"for OB"]
[" 2D Imaging Features","Product-OptionalFeatures "]
["Channel count",null,null,"物理通道",null,128,128,128,128,128,128,128,128,128,128,128,128,128,128,128,128,128,128]
["Frequency range",null,null,"主机频率响应",null,"25Mhz","25Mhz","25Mhz","25Mhz","25Mhz","25Mhz","25Mhz","25Mhz","25Mhz","25Mhz","25Mhz","25Mhz","25Mhz","25Mhz","25Mhz","25Mhz","25Mhz","25Mhz"]
["VFusion","VFusion",null,"复合超声成像",null,"X","X","X","X","X","X","X","X","X","X","X","X","X","X","X","X","X","X"]
["VSpeckle","Vspeckle1New","V30209","组织斑点噪声抑制 ",null,"X","X","X","X","X","X","X","X","X","X","X","X","X","X","X","X","X","X"]
["VTissue","VTissue","V30041","组织速度特征成像",null,"X","X","X","X","X","X","X","X","X","X","X","X","X","X","X","X","X","X"]
["Auto optimization","Auto optimization",null,"自动优化",null,"X","X","X","X","X","X","X","X","X","X","X","X","X","X","X","X","X","X"]
["Easy Compare","Easy Compare","V30063","记忆追踪对比技术",null,"X","X","X","X","X","X","X","X","X","X","X","X","X","X","X","X","X","X"]
["Duplex/Triplex 2D/Color/PW","Duplex/Triplex 2D/Color/PW","V30081","二同步/三同步图像显示",null,"X","X","X","X","X","X","X","X","X","X","X","X","X","X","X","X","X","X"]
["CWD","CWD","V30051","连续多普勒",null,"X","X","X","X","X","X","X","X","X","X","X","X","X","X","X","X","X","X"]
["PWD","PW",null,"脉冲多普勒",null,"X","X","X","X","X","X","X","X","X","X","X","X","X","X","X","X","X","X"]
["RF based Zoom","ReadZoom","V30590","实时局部放大",null,"X","X","X","X","X","X","X","X","X","X","X","X","X","X","X","X","X","X"]
["FULL screen","FullScreen","V30310","全屏显示",null,"X","X","X","X","X","X","X","X","X","X","X","X","X","X","X","X","X","X"]
["Smart Touch Zoom","Smart Touch Zoom","V30175","图像触摸屏缩放操作模式",null,"Δ","Δ","Δ","Δ","Δ","Δ","Δ","Δ","Δ","Δ","Δ","Δ","Δ","Δ","Δ","Δ","Δ","Δ"]
["CFI function","CF",null,"彩色多普勒",null,"X","X","X","X","X","X","X","X","X","X","X","X","X","X","X","X","X","X"]
["advanced CFI","FlowNewAlgorithm",null,"高灵敏度彩色多普勒",null,"X","X","X","X","X","X","X","X","X","X","X","X","X","X","X","X","X","X"]
["PDI function","PDI",null,"能量多普勒",null,"X","X","X","X","X","X","X","X","X","X","X","X","X","X","X","X","X","X"]
["B+CF simultaneously ","B+CF simultaneously","V30064","灰阶与彩色双幅显示",null,"X","X","X","X","X","X","X","X","X","X","X","X","X","X","X","X","X","X"]
["CF Velocity Profile","CF Velocity Profile","V30179","血流速度分布图",null,"X","X","X","X","X","X","X","X","X","X","X","X","X","X","X","X","X","X"]
["TView ","TView","V30052","梯形成像",null,"X","X","X","X","X","X","X","X","X","X","X","X","X","X","X","X","X","X"]
["Pview","PView","V30031","宽景成像",null,"X","X","X","X","X","X","X","X","X","X","X","X","X","X","X","X","X","X"]
["Color M mode","Color M-mode","V30061","彩色M型",null,"X","X","X","X","X","X","X","X","X","X","X","X","X","X","X","X","X","X"]
["MAM (multi angle M mode)","Multi Angle M-mode with 360 degree rotation","V30021","全方位M型",null,"X","X","X","X","X","X","X","X","X","X","X","X","X","X","X","X","X","X"]
["Curve M Mode",null,"V30596","曲线解剖M型",null,"X","X","X","X","X","X","X","X","X","X","X","X","X","X","X","X","X","X"]
["Tissue Doppler (TD)","TD","V30065","组织多普勒",null,"X","X","X","X","X","X","X","X","X","X","X","X","X","X","X","X","X","X"]
["Tissue Velocity Imaging (TVI)","TVI","V30036","组织速度成像",null,"X","X","X","X","X","X","X","X","X","X","X","X","X","X","X","X","X","X"]
["Tissue Velocity M-mode (TVM)","Tissue Velocity M-mode (TVM)","V30039","组织速度M型",null,"X","X","X","X","X","X","X","X","X","X","X","X","X","X","X","X","X","X"]
["Tissue Power Imaging (TPI)","Tissue Power Imaging(TPI)","V30170","组织多普勒能量图",null,"X","X","X","X","O","O","O","O","O","O","O","O","O","O","O","O","O","O"]
["Auto IMT","Auto IMT","V30033","颈动脉内中膜自动测量",null,"X","X","X","X","X","X","X","X","X","X","X","X","X","X","X","X","X","X"]
["Auto EF","Auto EF","V30149","左心室射血分数自动测量包",null,"X","X","X","X","X","X","X","X","X","X","X","X","X","X","X","X","X","X"]
["Auto OB","Auto OB","V30171","产科自动测量",null,"X","X","X","X","X","X","X","X","X","X","X","X","X","X","X","X","X","X"]
["Auto Bladder","Auto Bladder","V30172","膀胱自动测量",null,"X","X","X","X","X","X","X","X","X","X","X","X","X","X","X","X","X","X"]
["Tissue/pulse inversion harmonic","Har",null,"组织/反相脉冲谐波成像",null,"X","X","X","X","X","X","X","X","X","X","X","X","X","X","X","X","X","X"]
["Elastic imaging","Elastic imaging","V30053","弹性成像",null,"X","X","X","X","X","X","X","X","X","X","X","X","X","X","X","X","X","X"]
["Contrast imaging","Contrast imaging","V30054","CBI微泡造影成像(包含PPI造影分析)",null,"O","O","X","O","X","X","X","X","X","X","X","X","X","X","X","X","X","X"]
["vFlash","VFlash","V30176","声动力成像",null,"-","-","-","-","-","-","-","-","-","-","-","-","-","-","-","-","-","-"]
["B/Color steer",null,null,"灰阶与彩色独立偏转",null,"X","X","X","X","X","X","X","X","X","X","X","X","X","X","X","X","X","X"]
["Needle enhancement","Needle enhancement","V30080","穿刺增强",null,"X","X","X","X","O","O","O","O","O","O","O","O","O","O","O","O","O","O"]
["Support Mobile data transmission via Bluetooth and E-Mail","Support Mobile data transmission via Bluetooth and E-Mail","V30082","移动图像传输方案",null,"X","X","X","X","X","X","X","X","X","X","X","X","X","X","X","X","X","X"]
["SGC","Scanline Gain Compensation","V30107","扫描增益补偿",null,"X","X","X","X","X","X","X","X","X","X","X","X","X","X","X","X","X","X"]
["Tutorials","Tutorial","V30195","超声教学功能",null,"X","X","X","X","X","X","X","X","X","X","X","X","X","X","X","X","X","X"]
["AMAS( Automatic measurement of Arterial stiffness ) ","Advanced PWV","V30354","整体动脉僵硬度自动测量系统",null,"O","O","O","X","O","O","O","O","O","O","O","O","O","O","O","O","O","O"]
["Stress Echo","Stress Echo","V30211","负荷成像",null,"X","X","X","X","X","X","X","X","X","X","X","X","X","X","X","X","X","X"]
["2D auto follicle","Auto Follicle","V30212","二维卵泡自动测量",null,"X","X","X","X","X","X","X","X","X","X","X","X","X","X","X","X","X","X"]
["HSG","C3DC4D(HSG)","V30215","输卵管容积造影",null,"-","-","-","-","X","X","X","X","X","X","X","X","X","X","X","X","X","X"]
["VINNO Cardiac Quantification","vCQ","V30291","辅助诊疗功能",null,"O","O","O","X","O","O","O","O","O","O","O","O","O","O","O","O","O","O"]
["Zone Imaging","ZoneImage","V30303","全御相关成像",null,"Δ","Δ","Δ","Δ","X","X","X","X","X","X","X","X","X","X","X","X","X","X"]
[" VFlow","HQFlow","V30355","高灵敏度血流",null,"X","X","X","X","X","X","X","X","X","X","X","X","X","X","X","X","X","X"]
["Strain Imaging","Strain Rate","V30356","应变成像",null,"X","X","X","X","X","X","X","X","X","X","X","X","X","X","X","X","X","X"]
["VAid (Real-time Auto Breast Lesion Detection)","AI","V30357","乳腺自动化病灶辅助检测",null,"O","O","X","O","O","O","O","O","O","O","O","O","O","O","O","O","O","O"]
["Emergency","Emergency Package","V30463","急诊",null,"-","-","-","-","-","-","-","-","-","-","-","-","-","-","-","-","-","-"]
["Nephrology","Nephrology Package","V30464","肾内（血管通路）",null,"-","-","-","-","-","-","-","-","-","-","-","-","-","-","-","-","-","-"]
["ICU","ICU Package","V30465","重症",null,"-","-","-","-","-","-","-","-","-","-","-","-","-","-","-","-","-","-"]
["Anesthesia","Anesthesia Package","V30419","神经麻醉包",null,"-","-","-","-","-","-","-","-","-","-","-","-","-","-","-","-","-","-"]
["MSK","MSKPackage","V30361","肌骨",null,"-","-","-","-","-","-","-","-","-","-","-","-","-","-","-","-","-","-"]
["VReport","VReport","V30363","VReport",null,"X","X","X","X","X","X","X","X","X","X","X","X","X","X","X","X","X","X"]
["VSPORT","SPORTPackage","V30386","运动版",null,"-","-","-","-","-","-","-","-","-","-","-","-","-","-","-","-","-","-"]
["Remote Examination","Remote Examination","V30420","远程考核",null,"X","X","X","X","X","X","X","X","X","X","X","X","X","X","X","X","X","X"]
["Shear Wave Imaging(VShear)","SWEI","V30494","剪切波弹性成像(VShear)",null,"O","O","X","O","O","O","O","O","O","O","O","O","O","O","O","O","O","O"]
["Ultra frame VShear+",null,"V30622"," VShear+ 超快剪切波弹性成像",null,"Δ","Δ","Δ","Δ","Δ","Δ","Δ","Δ","Δ","Δ","Δ","Δ","Δ","Δ","Δ","Δ","Δ","Δ"]
[" VLuminous Flow","RadiantFlow","V30495","立体血流",null,"X","X","X","X","X","X","X","X","X","X","X","X","X","X","X","X","X","X"]
["Live IMT","AutoImtInScan","V30496","实时IMT",null,"O","O","O","X","X","X","X","X","X","X","X","X","X","X","X","X","X","X"]
["VAim for OB","OB AIMeasure","V30497","VAim:产科自动测量",null,"X","X","X","X","X","X","X","X","X","X","X","X","X","X","X","X","X","X"]
["VAim for HIP","DDH AIMeasure","V30498","VAim:小儿髋关节自动测量",null,"X","X","X","X","X","X","X","X","X","X","X","X","X","X","X","X","X","X"]
["VAim for Follicle","Follicle AIMeasure","V30499","VAim:卵泡自动测量",null,"X","X","X","X","X","X","X","X","X","X","X","X","X","X","X","X","X","X"]
["VAim for Pelvic","VAS AIMeasure","V30500","VAim:盆底脱垂自动测量",null,"X","X","X","X","X","X","X","X","X","X","X","X","X","X","X","X","X","X"]
["VAim for LEVA(3D)","LEVA AIMeasure","V30501","VAim:3D盆底肛提肌裂孔自动测量",null,"X","X","X","X","X","X","X","X","X","X","X","X","X","X","X","X","X","X"]
["Customized Auto Workflow(VWork)","Auto Works","V30502","自定义工作流(VWork)",null,"X","X","X","X","X","X","X","X","X","X","X","X","X","X","X","X","X","X"]
["Auto Flow Volume","Auto Flow Volume","V30531","血流量自动测量",null,"O","O","O","X","O","O","O","O","O","O","O","O","O","O","O","O","O","O"]
["Cardiac Guide","Cardiac Guide","V30554","心脏AI导航",null,"-","-","-","-","-","-","-","-","-","-","-","-","-","-","-","-","-","-"]
["lung ai","LungAI","V30559","智能肺超",null,"-","-","-","-","-","-","-","-","-","-","-","-","-","-","-","-","-","-"]
["Ultra Fast Tissue imaging",null,"V30613","超快组织成像技术",null,"X","X","X","X","X","X","X","X","X","X","X","X","X","X","X","X","X","X"]
["Ultra Fast CF imaging",null,"V30614","超快血流成像技术",null,"X","X","X","X","X","X","X","X","X","X","X","X","X","X","X","X","X","X"]
["SMF(Super Micro Flow)","SupportHSF","V30615","超微细血流成像",null,"X","X","X","X","X","X","X","X","X","X","X","X","X","X","X","X","X","X"]
["VAid Liver","AI_Liver","V30616","肝脏自动检测分析",null,"O","O","X","O","O","O","O","O","O","O","O","O","O","O","O","O","O","O"]
["VAid Thyroid","AI_Thyroid","V30617","甲状腺自动检测分析",null,"O","O","X","O","O","O","O","O","O","O","O","O","O","O","O","O","O","O"]
["Liver Guide",null,"V30618","腹部肝脏导航",null,"-","-","-","-","-","-","-","-","-","-","-","-","-","-","-","-","-","-",{"$nulls":14},"-","-","-","-","-","-","-","-","-","-","-","-","-","-"]
["CBI uFR （ultraFast Frame Rate CBI）","UltraFastCBI","V30621","超快造影",null,"O","O","O","O","O","O","O","O","O","O","O","O","O","O","O","O","O","O"]
["PWV+","Pulse Wave Velocity(PWV)","V30623","PWV+超快脉搏波定量分析技术",null,"O","O","O","X","O","O","O","O","O","O","O","O","O","O","O","O","O","O"]
["Multi Doppler","MultiGatesPW","V30624","多门多普勒",null,"O","O","O","X","O","O","O","O","O","O","O","O","O","O","O","O","O","O"]
["AAS(Adaptive Acoustic Speed) ","VSI","V30625","声速自适应技术",null,"X","X","X","X","O","O","O","O","O","O","O","O","O","O","O","O","O","O"]
["Tissue Boost ","SupportTissueBoost","V30626","组织自适应成像",null,"X","X","X","X","O","O","O","O","O","O","O","O","O","O","O","O","O","O"]
["MCP(Micro Contrast Perfusion)","CBI MVI","V30712","微血管造影增强成像",null,"O","O","X","O","O","O","O","O","O","O","O","O","O","O","O","O","O","O"]
["Angle Free Flow",null,"V30713","血流自适应成像",null,"O","O","O","O","O","O","O","O","O","O","O","O","O","O","O","O","O","O"]
["Research Access","Research Access","V30714 ","原始科研数据导出",null,"O","O","O","O","O","O","O","O","O","O","O","O","O","O","O","O","O","O"]
["VMind  OB(simple)","SupportVFetus","V30715","OB测量包",null,"O","X","O","O","O","O","O","O","O","O","O","O","O","O","O","O","O","O"]
["VMind OB(Professional)","SupportVFetus_Advance","V30716","OB测量包（专业版）",null,"Δ","Δ","Δ","Δ","O","O","O","O","O","O","O","O","O","O","O","O","O","O"]
["ECG Function","ECG","V30786","ECG 软件功能",null,"X","O","O","X","O","O","O","O","O","O","O","O","O","O","O","O","O","O"]
["DICOM export and storage, printer, worklist","DICOM export and storage, printer, worklist","V30038","DICOM3.0基础功能（导出与存储，打印,列表）",null,"X","X","X","X","X","X","X","X","X","X","X","X","X","X","X","X","X","X"]
["DICOM export and storage, ","DicomStoragePackage","V30359","DICOM3.0基础功能（导出与存储）",null,"X","X","X","X","X","X","X","X","X","X","X","X","X","X","X","X","X","X"]
["DICOM printer/ worklist","DicomNetworkPackage","V30360","DICOM3.0接口（打印,列表）",null,"X","X","X","X","X","X","X","X","X","X","X","X","X","X","X","X","X","X"]
["Transfer image to FTP server","Transfer image to FTP server","V30087","传输影像至FTP服务器",null,"X","X","X","X","X","X","X","X","X","X","X","X","X","X","X","X","X","X"]
["RF data export","RF data export","V30088","RF元数据导出",null,"O","O","O","O","O","O","O","O","O","O","O","O","O","O","O","O","O","O"]
["vCloud interface","vCloud","V30173","远程传输接口",null,"X","X","X","X","X","X","X","X","X","X","X","X","X","X","X","X","X","X"]
[]
[]
["3D/4D Imaging Features"]
["3D imaging","3D imaging","V30135","三维成像",null,"X","X","X","X","X","X","X","X","X","X","X","X","X","X","X","X","X","X"]
["Real-time grayscale 4D","Real-time grayscale 4D","V30066","实时灰阶四维",null,"X","X","X","X","X","X","X","X","X","X","X","X","X","X","X","X","X","X"]
["4D Volume/sec (65 angle)",null,null,"四维帧频",null,"X","X","X","X","X","X","X"]
["Tomographic display (Mcut)","Tomographic display (Mcut)","V30067","超声断层成像",null,"X","X","X","X","X","X","X","X","X","X","X","X","X","X","X","X","X","X"]
["Rendering algorithms",null,null,"渲染方式",null,"X","X","X","X","X","X","X"]
["- maximum, minimum, XΔRay",null,null," 最大、最小、X光显影模式",null,"X","X","X","X","X","X","X","X","X","X","X","X","X","X","X","X","X","X"]
["- surface, smooth",null,null,"表面模式、平滑模式",null,"X","X","X","X","X","X","X","X","X","X","X","X","X","X","X","X","X","X"]
["Parameter adjustable after freeze",{"$nulls":4},"X","X","X","X","X","X","X","X","X","X","X","X","X","X","X","X","X","X"]
["HQ (High Quality) 3D/4D","HQ3D&HQ4D","V30035","羊膜腔镜成像技术",null,"X","X","X","X","X","X","X","X","X","X","X","X","X","X","X","X","X","X"]
["Spatio Temporal Image Correlation (STIC)（自研）","Spatio Temporal Image Correlation (STIC)","V30787","时间空间相关成像",null,"Δ","Δ","Δ","Δ","Δ","Δ","Δ","Δ","Δ","Δ","Δ","Δ","Δ","Δ","Δ","Δ","Δ","Δ"]
["Auto NT","Auto NT","V30040","自动颈项透明层测量",null,"X","X","X","X","X","X","X","X","X","X","X","X","X","X","X","X","X","X"]
["Auto IT measure","Auto IT","V30503","自动IT(颅内透明层)测量",null,"X","X","X","X","X","X","X","X","X","X","X","X","X","X","X","X","X","X"]
["Inversion mode","Inversion mode","V30057","灰阶反转模式",null,"X","X","X","X","X","X","X","X","X","X","X","X","X","X","X","X","X","X"]
["Magic cut","Magic cut","V30058","魔术刀",null,"X","X","X","X","X","X","X","X","X","X","X","X","X","X","X","X","X","X"]
["Smart touch panel 3D/4D operation","Smart touch panel 3D/4D operation","V30059","智能三维/四维触摸屏操作模式",null,"X","X","X","X","X","X","X","X","X","X","X","X","X","X","X","X","X","X"]
["Free view","Free view","V30060","容积超声断层成像",null,"X","X","X","X","X","X","X","X","X","X","X","X","X","X","X","X","X","X"]
["Smart 3D Volume Calculation","Smart 3D Volume Calculation","V30177","智能三维容积计算",null,"O","X","O","O","O","O","O","O","O","O","O","O","O","O","O","O","O","O"]
["Free 3D","Free 3D","V30178","自由臂3D",null,"X","X","X","X","O","O","O","O","O","O","O","O","O","O","O","O","O","O"]
["3D auto follicle","Follicle 3D","V30213","三维卵泡自动测量",null,"O","X","O","O","O","O","O","O","O","O","O","O","O","O","O","O","O","O"]
["4D HQ Silhouette mode","HQSilhouette","V30358","HQ剪影模式",null,"X","X","X","X","X","X","X","X","X","X","X","X","X","X","X","X","X","X"]
["Export 3D data for 3D printer","Export 3D data for 3D printer","V30504","导出3D打印数据",null,"X","X","X","X","X","X","X","X","X","X","X","X","X","X","X","X","X","X"]
["Auto Levator Ani","Auto Levator Hiatus","V30505","3D盆底肛提肌裂孔自动测量",null,"X","X","X","X","X","X","X","X","X","X","X","X","X","X","X","X","X","X"]
["3D Smart Face","3D Smart Face","V30506","智能胎儿面部成像",null,"X","X","X","X","X","X","X","X","X","X","X","X","X","X","X","X","X","X"]
["VNavIn 3D","Endoscope3D","V30552","超声3D内视渲染技术",null,"X","X","X","X","X","X","X","X","X","X","X","X","X","X","X","X","X","X"]
["Vinno Fetal Heart Guide",null,"V30627","胎心导航",null,"-","-","-","-","O","O","-","O","O","O","O","O","O","O","O","O","O","O"]
["Light Lab","SupportMultiLight","V30628","Light Lab胎儿多光源渲染成像",null,"O","X","O","O","O","O","X","O","O","O","O","O","O","O","O","O","O","O"]
["Color 3D","Color 3D","V30723","三维焕流成像",null,"O","X","O","O","O","O","X","-","-","-","-","-","-","-","-","-","-","-"]
["Niche View\n","Niche 3D\n","V30439","壁龛成像",null,"X","X","X","X","X","X","X","X","X","X","X","X","X","X","X","X","X","X"]
[]
["General Specification"]
["Muse platform",null,null,"缪斯平台",null,"X","X","X","X","X","X","X","_","_","_","_","_","_","_","_","_","_","_"]
["Ultra Fast Imaging Platform",null,null,"超快成像平台",null,"X","X","X","X","X","X","X","X","X","X","X","X","X","X","X","X","X","X"]
["Cineloop",null,null,"电影回放",null,"1500\"/30000 frame","1500\"/30000 frame","1500\"/30000 frame","1500\"/30000 frame","1500\"/30000 frame","1500\"/30000 frame","1500\"/30000 frame","1500\"/30000 frame","1500\"/30000 frame","1500\"/30000 frame","1500\"/30000 frame","1500\"/30000 frame","1500\"/30000 frame","1500\"/30000 frame","1500\"/30000 frame","1500\"/30000 frame","1500\"/30000 frame","1500\"/30000 frame"]
["M2-SSD for TULIP",null,"V30728","快速启动",null,"X","X","X","X","X","X","X","X","X","X","X","X","X","X","X","X","X","X"]
["Memory size",null,null,"内存",null,"32G","32G","32G","32G","32G","32G","32G","32G","32G","32G","32G","32G","32G","32G","32G","32G","32G","32G"]
["HDD",null,null,"硬盘",null,"1T","1T","1T","1T","1T","1T","1T","1T","1T","1T","1T","1T","1T","1T","1T","1T","1T","1T"]
["Monitor size",null,null,"显示器",null,"23.8” ","23.8” ","23.8” ","23.8” "," 23.8” "," 23.8” ","23.8” ","23.8” "," 23.8” ","23.8” ","23.8” ","23.8” ","23.8” ","23.8” ","23.8” ","23.8” ","23.8” ","23.8” "]
["Touch panel ",null,null,"触摸屏操作",null,"13.3''","13.3''","13.3''","13.3''","13.3''","13.3''","13.3''","13.3''","13.3''","13.3''","13.3''","13.3''","13.3''","13.3''","13.3''","13.3''","13.3''","13.3''"]
["Probe port",null,null,"选配探头接口"]
[null,null,null,"标配探头接口",null,5,5,5,5,5,5,5,5,5,5,5,5,5,5,5,5,5,5]
["Integrated DVDRW ",null,null,"可读写DVD",null,"X","X","X","X","X","X","X","X","X","X","X","X","X","X","X","X","X","X"]
["B/W video printer slot",null,null,"黑白打印机安装槽",null,"X","X","X","X","X","X","X","X","X","X","X","X","X","X","X","X","X","X"]
["Patient database",null,null,"病人数据",null,"X","X","X","X","X","X","X","X","X","X","X","X","X","X","X","X","X","X"]
["Quick store",null,null,"USB快速存储",null,"X","X","X","X","X","X","X","X","X","X","X","X","X","X","X","X","X","X"]
["Network storage and printing","Network Printer",null,"网络存储与网络打印",null,"X","X","X","X","X","X","X","X","X","X","X","X","X","X","X","X","X","X"]
["Auto track in PW/CW",null,null,"多普勒频谱自动包络",null,"X","X","X","X","X","X","X","X","X","X","X","X","X","X","X","X","X","X"]
["Vascular calculations",null,null,"血管测量包",null,"X","X","X","X","X","X","X","X","X","X","X","X","X","X","X","X","X","X"]
["Cardiac calculations",null,null,"心脏测量包",null,"X","X","X","X","X","X","X","X","X","X","X","X","X","X","X","X","X","X"]
["OB calculations and tables",null,null,"产科计算包及胎儿生长曲线表",null,"X","X","X","X","X","X","X","X","X","X","X","X","X","X","X","X","X","X"]
["Gynecological calculations",null,null,"妇科计算包",null,"X","X","X","X","X","X","X","X","X","X","X","X","X","X","X","X","X","X"]
["Urological calculations",null,null,"泌尿科计算包",null,"X","X","X","X","X","X","X","X","X","X","X","X","X","X","X","X","X","X"]
["Renal calculations",null,null,"肾脏计算包",null,"X","X","X","X","X","X","X","X","X","X","X","X","X","X","X","X","X","X"]
["Volume calculations",null,null,"容积计算",null,"X","X","X","X","X","X","X","X","X","X","X","X","X","X","X","X","X","X"]
["WIFI adapter for console",null,"V30558","无线适配器",null,"O","O","O","O","O","O","O","O","O","O","O","O","O","O","O","O","O","O"]
["Bluetooth adapter","Bluetooth adapter","V30082","蓝牙适配器",null,"X","X","X","X","X","X","X","X","X","X","X","X","X","X","X","X","X","X"]
["LAN",null,null,"网络连接",null,"X","X","X","X","X","X","X","X","X","X","X","X","X","X","X","X","X","X"]
["WLAN",{"$nulls":4},"X","X","X","X","X","X","X","X","X","X","X","X","X","X","X","X","X","X"]
[]
["Ergonomics"]
["Articulating display",null,null,"自由显示臂",null,"X","X","X","X","X","X","X","X","X","X","X","X","X","X","X","X","X","X"]
["display up/down",null,null,"显示器上下升降",null,"X","X","X","X","X","X","X","X","X","X","X","X","X","X","X","X","X","X"]
["operation panel up/down",null,null,"操作平台上下移动",null,"X","X","X","X","X","X","X","X","X","X","X","X","X","X","X","X","X","X"]
["operation panel Swivel",null,null,"操作平台左右移动",null,"X","X","X","X","X","X","X","X","X","X","X","X","X","X","X","X","X","X"]
["touch screen tilt",null,null,"触摸屏角度调节",null,"X","X","X","X","X","X","X","X","X","X","X","X","X","X","X","X","X","X"]
["Operation panel FrontΔback adjustment",null,null,"操作平台前后移动",null,"-","-","-","-","-","-","-","-","-","-","-","-","-","-","-","-","-","-"]
["Gel warmer",null,null,"耦合剂加温器",null,"X","X","X","X","X","X","X","X","X","X","X","X","X","X","X","X","X","X"]
["Foot rest",null,null,"踏脚装置",null,"X","X","X","X","X","X","X","X","X","X","X","X","X","X","X","X","X","X"]
["Foot switch",null,null,"集成式脚踏开关",null,"-","-","-","-","-","-","-","-","-","-","-","-","-","-","-","-","-","-"]
["USB double button foot switch software",null,null,"USB双踏脚踏开关(需另外购买开关）",null,"O","O","O","O","O","O","O","O","O","O","O","O","O","O","O","O","O","O"]
["USB video acquisition card for video output",null,null,"中安USB视频采集卡（US2000视频采集盒）",null,"O","O","O","O","O","O","O","O","O","O","O","O","O","O","O","O","O","O"]
["battery discharge time(only standby)（暂不支持）",{"$nulls":4},"0.5 hour","0.5 hour","0.5 hour","0.5 hour","0.5 hour","0.5 hour","0.5 hour","0.5 hour","0.5 hour","0.5 hour","0.5 hour","0.5 hour","0.5 hour","0.5 hour","0.5 hour","0.5 hour","0.5 hour","0.5 hour"]
["battery charge time(fast/normal)（暂不支持）",{"$nulls":4},"3 .5hours","3 .5hours","3 .5hours","3 .5hours","3 .5hours","3 .5hours","3 .5hours","3 .5hours","3 .5hours","3 .5hours","3 .5hours","3 .5hours","3 .5hours","3 .5hours","3 .5hours","3 .5hours","3 .5hours","3.5 hours"]
["battery package/UPS",{"$nulls":4},"-","-","-","-","-","-","-","-","-","-","-","-","-","-","-","-","-","-"]
["Integrated keyboard",null,null,"集成式键盘",null,"X","X","X","X","X","X","X","O","O","O","O","O","O","O","O","O","O","O"]
["外置导声胶加热器",null,"V10047","外置导声胶加热器",null,"-","-","-","-","-","-","-","-","-","-","-","-","-","-","-","-","-","-"]
["空化探头支架",null,"V30311",null,null,"O","O","O","O","O","O","O","O","O","O","O","O","O","O","O","O","O","O"]
["USB audio adapter",null,"V30341","USB 外置声卡 海备思HAGIBIS",null,"O","O","O","O","O","O","O","O","O","O","O","O","O","O","O","O","O","O"]
["DVI to HDMI cable for trolley &TOONA-50cm",null,"V30424","DVI转HDMI视频输出线-50cm",null,"-","-","-","-","-","-","-","-","-","-","-","-","-","-","-","-","-","-"]
["HDMI port adapter ",null,"V30425","DVI转HDMI转接头",null,"X","X","X","X","X","X","X","X","X","X","X","X","X","X","X","X","X","X"]
["ECG心电图美标",null,"V30788","ECG心电图美标",null,"-","O","O","-","O","O","O","O","O","O","O","O","O","O","O","O","O","O"]
["ECG心电图欧标",null,"V30789","ECG心电图欧标",null,"-","O","O","-","O","O","O","O","O","O","O","O","O","O","O","O","O","O"]
["PCG导联线套件",null,"V30775","PCG导联线套件",null,"O","O","O","O","O","O","O","O","O","O","O","O","O","O","O","O","O","O"]
[]
["I/O and peripherals"]
["Portable keyboard dust film(Minimum package quantity 10pcs,10pcs/Bag)","Portable keyboard dust film","V30422","portable键盘防尘膜",null,"-","-","-","-","-","-","-","-","-","-","-","-","-","-","-","-","-","-"]
["Bluetooth adapter","Bluetooth adapter","V30082","蓝牙适配器",null,"O","O","O","O","O","O","O","O","O","O","O","O","O","O","O","O","O","O"]
["USB DVDRW "]
["USB port"]
["Display Port"]
["Simple CART",null,"V10043","CART-S"]
["2 extended probe ports"]
["3 extended probe ports"]
["3 probe holder"]
["Cart with battery and 3 probe ports",null,"V30207","带三口探头箱电池包推车  CART-F"]
["USB B/W graphic printer slot"]
["S-video port, DVI port, VGA port "]
["Peripherals"]
[" 4 USB ports"]
["Power suit "]
["locking mechanism"]
["Up/down mechanism (>150mm)"]
["Battery pack (>4 hours working time)"]
["portable独立包装电池",null,"V30148"]
["CART 电池包组件",null,"V30155"]
["CART电源面板组件",null,"V30156"]
["CART视频转换输出组件",null,"V30208"]
["CART USB HUB组件",null,"V30158"]
["portable 箱包组件",null,"V30147"]
["Two probe ports box ",null,"V30153"]
["Three probe ports box ",null,"V30152"]
[]
[]
["Probes","Product-ProbeSpecification","Δ：Optional（注册了但是不想卖）\n#：    Additional(未注册)\n-/tt:   Hidden(工程上或者市场不开放)\nO:     Standard(停售了)\nX:     Standard","成品探头IPN\n（选型系统）","裸探头IPN\n（标签上IPN）"]
["S1-8C(192)","S1-8C","V20020",1000182,1000142,"-","-","-","-","-","-","-","-","-","-","-","-","-","-","-","-","-","-"]
["S1-8CM（192，MUX）","S1-8CM","V20062","1001284","1001283","X","X","X","X","X","X","X","X","X","X","X","X","X","X","X","X","X","X"]
["S2-9C(128)","S2-9CE","V20036",1000274,1000241,"Δ","Δ","Δ","Δ","Δ","Δ","Δ","Δ","Δ","Δ","Δ","Δ","Δ","Δ","Δ","Δ","Δ","Δ"]
["S1-9C","S1-9C","V20059",1000409,1000408,"#","#","#","#","#","#","#","#","#","#","#","#","#","#","#","#","#","#"]
["X2-6C(192, mux)","X2-6C","V20002",1000164,1000043,"X","X","X","X","X","X","X","X","X","X","X","X","X","X","X","X","X","X"]
["G2-5C(128)","G2-5C","V20001",1000163,1000039,"Δ","Δ","Δ","Δ","Δ","Δ","Δ","Δ","Δ","Δ","Δ","Δ","Δ","Δ","Δ","Δ","Δ","Δ"]
["F2-5C(128)","F2-5C","V20015",1000177,1000067,"Δ","Δ","Δ","Δ","Δ","Δ","Δ","Δ","Δ","Δ","Δ","Δ","Δ","Δ","Δ","Δ","Δ","Δ"]
["F2-5CE停售","F2-5CE","V20021",1000272,1000239,"-","-","-","-","-","-","-","-","-","-","-","-","-","-","-","-","-","-"]
["F2-5C","F2-5CP","V20063",1000530,1000529,"Δ","Δ","Δ","Δ","Δ","Δ","Δ","Δ","Δ","Δ","Δ","Δ","Δ","Δ","Δ","Δ","Δ","Δ"]
["B2-6C(128)","B2-6C","V20037",1000481,1000480,"Δ","Δ","Δ","Δ","X","X","X","X","X","X","X","X","X","X","X","X","X","X"]
["D2-6C（128）","D2-6C","V20065",1000946,1000945,"X","X","X","X","X","X","X","X","X","X","X","X","X","X","X","X","X","X"]
["D2-7C","D2-7C",null,1000894,1000893,"X","X","X","X","X","X","X","X","X","X","X","X","X","X","X","X","X","X"]
["D3-6C(128)停售","D3-6C","V20003",1000165,1000046,"-","-","-","-","-","-","-","-","-","-","-","-","-","-","-","-","-","-"]
["D3-6C(128)","D3-6CM","V20066",1001062,1001061,"X","X","X","X","X","X","X","X","X","X","X","X","X","X","X","X","X","X"]
["D3-6CX(128)停售","D3-6CX","V20004",1000166,1000065,"-","-","-","-","-","-","-","-","-","-","-","-","-","-","-","-","-","-"]
["D3-6CX(128)停售","D3-6CY","V20004",1000502,1000501,"-","-","-","-","-","-","-","-","-","-","-","-","-","-","-","-","-","-"]
["D3-6CP","D3-6CP",null,1000426,1000425,"-","-","-","-","-","-","-","-","-","-","-","-","-","-","-","-","-","-"]
["D3-6CE","D3-6CE","V20027",1000271,1000238,"-","-","-","-","-","-","-","-","-","-","-","-","-","-","-","-","-","-"]
["G4-9E(128)停售","G4-9E","V20005",1000167,1000041,"-","-","-","-","-","-","-","-","-","-","-","-","-","-","-","-","-","-"]
["G4-9E(128)","G4-9EP","V20005",1000313,1000311,"X","X","X","X","X","X","X","X","X","X","X","X","X","X","X","X","X","X"]
["G4-9E(192, mux)停售","G4-9ES",null,1000407,1000405,"-","-","-","-","-","-","-","-","-","-","-","-","-","-","-","-","-","-"]
["X4-9E(192, mux)直柄","X4-9EL","V20049",1000805,1000804,"X","X","X","X","-","-","-","-","-","-","-","-","-","-","-","-","-","-"]
["X4-9E(192, mux)","X4-9E","V20032",1000524,1000523,"X","X","X","X","X","X","X","X","X","X","X","X","X","X","X","X","X","X"]
["X4-9E(192, mux)直柄","X4-9EL2","V20049",1001388,1001388,"X","X","X","X","-","-","-","-","-","-","-","-","-","-","-","-","-","-"]
["X4-9E(192, mux)","X4-9E2","V20032",1001387,1001387,"X","X","X","X","X","X","X","X","X","X","X","X","X","X","X","X","X","X"]
["D4-9E(128)停售","D4-9E","V20006",1000168,1000049,"-","-","-","-","-","-","-","-","-","-","-","-","-","-","-","-","-","-"]
["D4-9E(148, mux)","D4-9EP","V20006",1000346,1000345,"X","X","X","X","X","X","X","X","X","X","X","X","X","X","X","X","X","X"]
["F4-9E(128)停售","F4-9E","V20016",1000178,1000068,"-","-","-","-","-","-","-","-","-","-","-","-","-","-","-","-","-","-"]
["F4-9E(128)","F4-9ES","V20033",1000432,1000431,"Δ","Δ","Δ","Δ","X","X","X","X","X","X","X","X","X","X","X","X","X","X"]
["F4-9E(128)","F4-9EV","V20064",1000784,1000783,"-","-","-","-","-","-","-","-","-","-","-","-","-","-","-","-","-","-"]
["G3-9M(128)","G3-9M","V20039",1000521,1000520,"-","-","-","-","-","-","-","-","-","-","-","-","-","-","-","-","-","-"]
["G3-9M(128)","G3-9MV","V20068",1001380,1001380,"X","X","X","X","X","X","X","X","X","X","X","X","X","X","X","X","X","X"]
["G4-9M(128)","G4-9M","V20007",1000169,1000047,"X","X","X","X","X","X","X","X","X","X","X","X","X","X","X","X","X","X"]
["X3-10L(192)","X3-10LV","V20070",1001326,1001325,"X","X","X","X","X","X","X","X","X","X","X","X","X","X","X","X","X","X"]
["X4-12L(192, mux)","X4-12L","V20008",1000170,1000042,"X","X","X","X","X","X","X","X","X","X","X","X","X","X","X","X","X","X"]
["X6-16L(192, mux)","X6-16L","V20009",1000171,1000044,"X","X","X","X","X","X","X","X","X","X","X","X","X","X","X","X","X","X"]
["X6-16L(NGS)(192, mux)","X6-16LG","V20034",1000434,1000433,"-","-","-","-","-","-","-","-","-","-","-","-","-","-","-","-","-","-"]
["U5-15L(256, mux)","U5-15L","V20010",1000172,1000045,"-","-","-","-","-","-","-","-","-","-","-","-","-","-","-","-","-","-"]
["U5-15L(256, mux)","U5-15LE2","V20075",1001571,1001571,"-","-","-","-","-","-","-","-","-","-","-","-","-","-","-","-","-","-"]
["U5-15LE(256, mux)","U5-15LE","V20011",1000173,1000101,"X","X","X","X","X","-","X","X","-","-","-","-","X","X","X","X","X","X"]
["I4-11T(128)","I4-11T","V20012",1000174,1000052,"X","X","X","X","X","X","-","-","X","-","-","X","X","X","-","-","X","X"]
["F4-12L(128)停产","F4-12L","V20017",1000179,1000069,"-","-","-","-","-","-","-","-","-","-","-","-","-","-","-","-","-","-"]
["F4-12L(128)","F4-12LV","V20058",1000742,1000741,"Δ","Δ","Δ","Δ","Δ","Δ","Δ","Δ","Δ","Δ","Δ","Δ","Δ","Δ","Δ","Δ","Δ","Δ"]
["X10-23L (128)","X10-23L","V20022",1000276,1000249,"X","X","X","X","X","X","X","X","X","X","X","X","X","X","X","X","X","X"]
["X9-22L (192, mux)","X9-22L","V20023",1000273,1000240,"X","X","X","X","X","X","X","X","X","X","X","X","X","X","X","X","X","X"]
["I7-18L (Hock stick,128)","I7-18L","V20024",1000277,1000250,"X","X","X","X","X","X","X","X","X","X","X","-","X","X","-","X","-","-"]
["G1-4P(64)停售","G1-4P","V20013",1000175,1000040,"-","-","-","-","-","-","-","-","-","-","-","-","-","-","-","-","-","-"]
["G1-4P(64)停售","G1-4PS","V20013",1000381,1000375,"-","-","-","-","-","-","-","-","-","-","-","-","-","-","-","-","-","-"]
["G1-4P(64)停用","G1-4PX","V20013",1000406,1000404,"-","-","-","-","-","-","-","-","-","-","-","-","-","-","-","-","-","-"]
["G1-4P（64）","G1-4PV","V20052",1000744,1000743,"X","X","X","X","X","X","X","X","X","X","X","X","X","X","X","X","X","X"]
["S1-6P(64)停售","S1-6P","V20014",1000176,1000066,"-","-","-","-","-","-","-","-","-","-","-","-","-","-","-","-","-","-"]
["S1-6PS(64)停售 （非CE国家）","S1-6PS","V20056",1001012,1001011,"-","-","-","-","-","-","-","-","-","-","-","-","-","-","-","-","-","-"]
["S1-6P(96)停售","S1-6PX","V20048",1000275,1000242,"-","-","-","-","-","-","-","-","-","-","-","-","-","-","-","-","-","-"]
["S1-6P","S1-6PV","V20061",1001206,1001080,"X","X","X","X","X","X","X","X","X","X","X","X","X","X","X","X","X","X"]
["G4-12LV(兽用经直肠探头,128)","G4-12LV","V20026",1000344,1000343,"-","-","-","-","-","-","-","-","-","-","-","-","-","-","-","-","-","-"]
["G3-10P(儿童心脏探头,64)","G3-10P","V20025",1000337,1000336,"-","-","-","-","-","-","-","-","-","-","-","-","-","-","-","-","-","-"]
["G3-10PX(儿童心脏探头,96)","G3-10PX","V20031",1000372,1000371,"X","X","X","X","X","X","X","X","X","X","X","X","X","X","X","X","X","X"]
["G3-8M(128)停售","G3-8M","V20028",1000390,1000376,"-","-","-","-","-","-","-","-","-","-","-","-","-","-","-","-","-","-"]
["G4-12P","G4-12PX","V20060",1001147,1001146,"X","X","X","X","X","X","X","X","X","X","X","X","X","X","X","X","X","X"]
["G4-12P(96)停售","G4-12P","V20035",1000500,1000499,"-","-","-","-","-","-","-","-","-","-","-","-","-","-","-","-","-","-"]
["BP4-9","BP4-9C","V20053",1000438,1000437,"X","X","X","X","X","X","X","X","X","X","X","X","X","X","X","X","X","X"]
["G1-3R","G1-3R","V20071",1000752,1000751,"X","X","X","X","X","X","X","X","X","X","X","X","X","-","X","X","X","-"]
["E3-8T（非CE国家）","E3-8T","V20057",1000734,1000733,"X","X","X","X","X","X","X","X","X","X","X","X","X","X","X","X","X","X"]
[]
["Biopsy guide",null,null,"IPN"]
["Biopsy guide S1-8C","可重复使用，适用于S1-8C，S1-8CM","V30143",3100128,null,"X","X","X","X","X","X","X","X","X","X","X","X","X","X","X","X","X","X"]
["Biopsy guide G2-5C","可重复使用","V30026",3100102,null,"Δ","Δ","Δ","Δ","Δ","Δ","Δ","Δ","Δ","Δ","Δ","Δ","Δ","Δ","Δ","Δ","Δ","Δ"]
["Biopsy guide F2-5C","可重复使用，适用于F2-5C，F2-5CE，A2-5C","V30141",3100096,null,"Δ","Δ","Δ","Δ","Δ","Δ","Δ","Δ","Δ","Δ","Δ","Δ","Δ","Δ","Δ","Δ","Δ","Δ"]
["Biopsy guide G4-9E Steel","可重复使用","V30030",3100101,null,"X","X","X","X","X","X","X","X","X","X","X","X","X","X","X","X","X","X"]
["Biopsy guide G4-9E Steel 21G","可重复使用","V30217",3100211,null,"X","X","X","X","X","X","X","X","X","X","X","X","X","X","X","X","X","X"]
["Biopsy guide G4-9E Steel 14G","可重复使用","V30362",3100250,null,"X","X","X","X","X","X","X","X","X","X","X","X","X","X","X","X","X","X"]
["Biopsy guide G4-9E Steel 17G","可重复使用","V30768",3100545,null,"X","X","X","X","X","X","X","X","X","X","X","X","X","X","X","X","X","X"]
["Biopsy guide F4-9E","可重复使用，适用于F4-9E,A4-9E","V30205",3100188,null,"Δ","Δ","Δ","Δ","Δ","Δ","Δ","Δ","Δ","Δ","Δ","Δ","Δ","Δ","Δ","Δ","Δ","Δ"]
["Biopsy guide X6-16L","可重复使用","V30028",3100093,null,"X","X","X","X","X","X","X","X","X","X","X","X","X","X","X","X","X","X"]
["Biopsy guide X4-12L","可重复使用","V30118",3100092,null,"X","X","X","X","X","X","X","X","X","X","X","X","X","X","X","X","X","X"]
["Biopsy guide F4-12L","可重复使用,适用于F4-12L，F4-12LV,A4-12L","V30142",3100130,null,"Δ","Δ","Δ","Δ","Δ","Δ","Δ","Δ","Δ","Δ","Δ","Δ","Δ","Δ","Δ","Δ","Δ","Δ"]
["Biopsy guide G1-4P","可重复使用，适用于G1-4P，A1-4P，G1-4PV","V30119",3100095,null,"X","X","X","X","X","X","X","X","X","X","X","X","X","X","X","X","X","X"]
["Biopsy guide S1-6P","可重复使用，适用于S1-6P，S1-6PS","V30120",3100094,null,"-","-","-","-","-","-","-","-","-","-","-","-","-","-","-","-","-","-"]
["Biopsy guide BP4-9","可重复使用","V30523",3100392,null,"X","X","X","X","X","X","X","X","X","X","X","X","X","X","X","X","X","X"]
["Biopsy guide X4-9E","可重复使用，适用于X4-9E,A4-9EV,F4-9EV","V30522",3100384,null,"X","X","X","X","X","X","X","X","X","X","X","X","X","X","X","X","X","X"]
["Biopsy guide S1-6PX","可重复使用","V30653",3100438,null,"-","-","-","-","-","-","-","-","-","-","-","-","-","-","-","-","-","-"]
["Biopsy guide X2-6C","可重复使用","V30654",3100454,null,"X","X","X","X","X","X","X","X","X","X","X","X","X","X","X","X","X","X"]
["Biopsy guide S2-9C","可重复使用","V30769","3100473",null,"Δ","Δ","Δ","Δ","Δ","Δ","Δ","Δ","Δ","Δ","Δ","Δ","Δ","Δ","Δ","Δ","Δ","Δ"]
["Biopsy guide S1-6PV","可重复使用","V30824",3100668,null,"X","X","X","X","X","X","X","X","X","X","X","X","X","X","X","X","X","X"]

{"sheet":"Tulip-China","index":2,"n_rows":302,"n_cols":24,"rows_kept":302,"cut":false,"hidden":false,"merged":[[144,0,145,0],[144,2,145,2]]}
["Suitable software verison： ",{"$nulls":4},"X  代表标配","- 代表不支持",null,"Δ支持但隐藏","# 法规未注册","O 代表选配"]
[]
["红底：未注册机型/不发放",null,"ProductID",null,null,"ULTIMUS 9E_3","ULTIMUS 9E_0","ULTIMUS 9E_2","ULTIMUS 9P_0_2","ULTIMUS 9_0_2","ULTIMUS 8E_1_2","ULTIMUS 8P_2","ULTIMUS 8P_3","ULTIMUS 8_1_2","ULTIMUS 7E_1_2","ULTIMUS 7P_2","ULTIMUS 7P_3","ULTIMUS 7_1_2","ULTIMUS 6E_0_2","ULTIMUS 6P_0_2","ULTIMUS 6_0_2","ULTIMUS 5E_0_2","ULTIMUS 5P_0_2","ULTIMUS 5_0_2"]
["灰底：停用",{"$nulls":10},"V10629/V10667","V10868/V10870",null,null,"V10630/V10669","V10869/V10871"]
[]
[]
[{"$nulls":5},"ULTIMUS 9E_科研版(VFlash)","ULTIMUS 9E_科研版(URM)","ULTIMUS 9E_旗舰版","ULTIMUS 9P","ULTIMUS 9","ULTIMUS 8E","ULTIMUS 8P 全身应用版","ULTIMUS 8P妇产版","ULTIMUS 8","ULTIMUS 7E","ULTIMUS 7P 全身应用版","ULTIMUS 7P 妇产版","ULTIMUS 7","ULTIMUS 6E","ULTIMUS 6P","ULTIMUS 6","ULTIMUS 5E","ULTIMUS 5P","ULTIMUS 5"]
[null,null,"Memo",null,null,"MLP","MLP","MLP","MLP","MLP","MLP","MLP","MLP","MLP","MLP","MLP","MLP","MLP","MLP","MLP","MLP","MLP","MLP","MLP"]
["Product ",null,"ProductDisplayName",null,null,"general","general","general",null,null,"for OB"]
[" 2D Imaging Features","Product-OptionalFeatures "]
["Channel count",null,null,"物理通道",null,128,128,128,128,128,128,128,128,128,128,128,128,128,128,128,128,128,128,128]
["Frequency range",null,null,"主机频率响应",null,"25Mhz","25Mhz","25Mhz","25Mhz","25Mhz","25Mhz","25Mhz","25Mhz","25Mhz","25Mhz","25Mhz","25Mhz","25Mhz","25Mhz","25Mhz","25Mhz","25Mhz","25Mhz","25Mhz"]
["VFusion","VFusion",null,"复合超声成像",null,"X","X","X","X","X","X","X","X","X","X","X","X","X","X","X","X","X","X","X"]
["VSpeckle","Vspeckle1New","V30209","组织斑点噪声抑制 ",null,"X","X","X","X","X","X","X","X","X","X","X","X","X","X","X","X","X","X","X"]
["VTissue","VTissue","V30041","组织速度特征成像",null,"X","X","X","X","X","X","X","X","X","X","X","X","X","X","X","X","X","X","X"]
["Auto optimization","Auto optimization",null,"自动优化",null,"X","X","X","X","X","X","X","X","X","X","X","X","X","X","X","X","X","X","X"]
["Easy Compare","Easy Compare","V30063","记忆追踪对比技术",null,"X","X","X","X","X","X","X","X","X","X","X","X","X","X","X","X","X","X","X"]
["Duplex/Triplex 2D/Color/PW","Duplex/Triplex 2D/Color/PW","V30081","二同步/三同步图像显示",null,"X","X","X","X","X","X","X","X","X","X","X","X","X","X","X","X","X","X","X"]
["CWD","CWD","V30051","连续多普勒",null,"X","X","X","X","X","X","X","X","X","X","X","X","X","X","X","X","X","X","X"]
["PWD","PW",null,"脉冲多普勒",null,"X","X","X","X","X","X","X","X","X","X","X","X","X","X","X","X","X","X","X"]
["RF based Zoom","ReadZoom","V30590","实时局部放大",null,"X","X","X","X","X","X","X","X","X","X","X","X","X","X","X","X","X","X","X"]
["FULL screen","FullScreen","V30310","全屏显示",null,"X","X","X","X","X","X","X","X","X","X","X","X","X","X","X","X","X","X","X"]
["Smart Touch Zoom","Smart Touch Zoom","V30175","图像触摸屏缩放操作模式",null,"Δ","Δ","Δ","Δ","Δ","Δ","Δ","Δ","Δ","Δ","Δ","Δ","Δ","Δ","Δ","Δ","Δ","Δ","Δ"]
["CFI function","CF",null,"彩色多普勒",null,"X","X","X","X","X","X","X","X","X","X","X","X","X","X","X","X","X","X","X"]
["advanced CFI","FlowNewAlgorithm",null,"高灵敏度彩色多普勒",null,"X","X","X","X","X","X","X","X","X","X","X","X","X","X","X","X","X","X","X"]
["PDI function","PDI",null,"能量多普勒",null,"X","X","X","X","X","X","X","X","X","X","X","X","X","X","X","X","X","X","X"]
["B+CF simultaneously ","B+CF simultaneously","V30064","灰阶与彩色双幅显示",null,"X","X","X","X","X","X","X","X","X","X","X","X","X","X","X","X","X","X","X"]
["CF Velocity Profile","CF Velocity Profile","V30179","血流速度分布图",null,"X","X","X","X","X","X","X","X","X","X","X","X","X","X","X","X","X","X","X"]
["TView ","TView","V30052","梯形成像",null,"X","X","X","X","X","X","X","X","X","X","X","X","X","X","X","X","X","X","X"]
["Pview","PView","V30031","宽景成像",null,"X","X","X","X","X","X","X","X","X","X","X","X","X","X","X","X","X","X","X"]
["Color M mode","Color M-mode","V30061","彩色M型",null,"X","X","X","X","X","X","X","X","X","X","X","X","X","X","X","X","X","X","X"]
["MAM (multi angle M mode)","Multi Angle M-mode with 360 degree rotation","V30021","全方位M型",null,"X","X","X","X","X","X","X","X","X","X","X","X","X","X","X","X","X","X","X"]
["Curve M Mode",null,"V30596","曲线解剖M型",null,"X","X","X","X","X","X","X","X","X","X","X","X","X","X","X","X","X","X","X"]
["Tissue Doppler (TD)","TD","V30065","组织多普勒",null,"X","X","X","X","X","X","X","X","X","X","X","X","X","X","X","X","X","X","X"]
["Tissue Velocity Imaging (TVI)","TVI","V30036","组织速度成像",null,"X","X","X","X","X","X","X","X","X","X","X","X","X","X","X","X","X","X","X"]
["Tissue Velocity M-mode (TVM)","Tissue Velocity M-mode (TVM)","V30039","组织速度M型",null,"X","X","X","X","X","X","X","X","X","X","X","X","X","X","X","X","X","X","X"]
["Tissue Power Imaging (TPI)","Tissue Power Imaging(TPI)","V30170","组织多普勒能量图",null,"X","X","X","O","O","O","X","X","X","X","X","X","O","O","O","O","O","O","O"]
["Auto IMT","Auto IMT","V30033","颈动脉内中膜自动测量",null,"X","X","X","X","X","X","X","X","X","X","X","X","X","X","X","X","X","X","X"]
["Auto EF","Auto EF","V30149","左心室射血分数自动测量包",null,"X","X","X","X","X","X","X","X","X","X","X","X","X","X","X","X","X","X","X"]
["Auto OB","Auto OB","V30171","产科自动测量",null,"X","X","X","X","X","X","X","X","X","X","X","X","X","X","X","X","X","X","X"]
["Auto Bladder","Auto Bladder","V30172","膀胱自动测量",null,"X","X","X","X","X","X","X","X","X","X","X","X","X","X","X","X","X","X","X"]
["Tissue/pulse inversion harmonic","Har",null,"组织/反相脉冲谐波成像",null,"X","X","X","X","X","X","X","X","X","X","X","X","X","X","X","X","X","X","X"]
["Elastic imaging","Elastic imaging","V30053","弹性成像",null,"X","X","X","X","X","X","X","X","X","X","X","X","X","X","X","X","X","X","X"]
["Contrast imaging","Contrast imaging","V30054","CBI微泡造影成像(包含PPI造影分析)",null,"X","X","X","X","X","X","X","X","X","X","O","O","X","X","X","X","X","X","X"]
["vFlash","VFlash","V30176","声动力成像",null,"X","O","O","O","O","O","-","-","-","-","-","-","-","-","-","-","-","-","-"]
["B/Color steer",null,null,"灰阶与彩色独立偏转",null,"X","X","X","X","X","X","X","X","X","X","X","X","X","X","X","X","X","X","X"]
["Needle enhancement","Needle enhancement","V30080","穿刺增强",null,"X","X","X","O","O","O","X","X","X","X","X","X","O","O","O","O","O","O","O"]
["Support Mobile data transmission via Bluetooth and E-Mail","Support Mobile data transmission via Bluetooth and E-Mail","V30082","移动图像传输方案",null,"X","X","X","X","X","X","X","X","X","X","X","X","X","X","X","X","X","X","X"]
["SGC","Scanline Gain Compensation","V30107","扫描增益补偿",null,"X","X","X","X","X","X","X","X","X","X","X","X","X","X","X","X","X","X","X"]
["Tutorials","Tutorial","V30195","超声教学功能",null,"X","X","X","X","X","X","X","X","X","X","X","X","X","X","X","X","X","X","X"]
["AMAS( Automatic measurement of Arterial stiffness ) ","Advanced PWV","V30354","整体动脉僵硬度自动测量系统",null,"O","O","O","O","O","O","O","O","O","O","O","O","O","O","O","O","O","O","O"]
["Stress Echo","Stress Echo","V30211","负荷成像",null,"X","X","X","X","X","X","X","X","X","X","X","X","X","X","X","X","X","X","X"]
["2D auto follicle","Auto Follicle","V30212","二维卵泡自动测量",null,"X","X","X","X","X","X","X","X","X","X","X","X","X","X","X","X","X","X","X"]
["HSG","C3DC4D(HSG)","V30215","输卵管容积造影",null,"O","O","O","X","X","X","O","X","X","X","O","O","X","X","X","X","X","X","X"]
["VINNO Cardiac Quantification","vCQ","V30291","辅助诊疗功能",null,"O","O","O","O","O","O","O","O","O","O","X","O","O","O","O","O","O","O","O"]
["Zone Imaging","ZoneImage","V30303","全御相关成像",null,"Δ","Δ","Δ","X","X","X","Δ","Δ","Δ","Δ","Δ","Δ","X","X","X","X","X","X","X"]
[" VFlow","HQFlow","V30355","高灵敏度血流",null,"X","X","X","X","X","X","X","X","X","X","X","X","X","X","X","X","X","X","X"]
["Strain Imaging","Strain Rate","V30356","应变成像",null,"X","X","X","X","X","X","X","O","O","O","O","O","X","X","X","X","X","X","X"]
["VAid (Real-time Auto Breast Lesion Detection)","AI","V30357","乳腺自动检测分析",null,"X","X","X","O","O","O","X","X","X","X","X","X","O","O","O","O","O","O","O"]
["Emergency","Emergency Package","V30463","急诊",null,"-","-","-","-","-","-","-","-","-","-","-","-","-","-","-","-","-","-","-"]
["Nephrology","Nephrology Package","V30464","肾内（血管通路）",null,"-","-","-","-","-","-","-","-","-","-","-","-","-","-","-","-","-","-","-"]
["ICU","ICU Package","V30465","重症",null,"-","-","-","-","-","-","-","-","-","-","-","-","-","-","-","-","-","-","-"]
["Anesthesia","Anesthesia Package","V30419","神经麻醉包",null,"-","-","-","-","-","-","-","-","-","-","-","-","-","-","-","-","-","-","-"]
["MSK","MSKPackage","V30361","肌骨",null,"-","-","-","-","-","-","-","-","-","-","-","-","-","-","-","-","-","-","-"]
["VReport","VReport","V30363","VReport",null,"O","O","O","O","O","O","O","O","O","O","O","O","O","O","O","O","O","O","O"]
["VSPORT","SPORTPackage","V30386","运动版",null,"-","-","-","-","-","-","-","-","-","-","-","-","-","-","-","-","-","-","-"]
["Remote Examination","Remote Examination","V30420","远程考核",null,"X","X","X","X","X","X","X","X","X","X","X","X","X","X","X","X","X","X","X"]
["Shear Wave Imaging(VShear)","SWEI","V30494","剪切波弹性成像(VShear)",null,"X","X","X","O","O","O","X","O","O","O","O","O","O","O","O","O","O","O","O"]
["Ultra frame VShear+",null,"V30622"," VShear+ 超快剪切波弹性成像",null,"Δ","Δ","Δ","Δ","Δ","Δ","Δ","Δ","Δ","Δ","Δ","Δ","Δ","Δ","Δ","Δ","Δ","Δ","Δ"]
[" VLuminous Flow","RadiantFlow","V30495","立体血流",null,"X","X","X","X","X","X","X","X","X","X","X","X","X","X","X","X","X","X","X"]
["Live IMT","AutoImtInScan","V30496","实时IMT",null,"X","X","X","X","X","X","X","X","X","X","X","X","X","X","X","X","X","X","X"]
["VAim for OB","OB AIMeasure","V30497","VAim:产科自动测量",null,"X","X","X","X","X","X","X","X","X","X","X","X","X","X","X","X","X","X","X"]
["VAim for HIP","DDH AIMeasure","V30498","VAim:小儿髋关节自动测量",null,"X","X","X","X","X","X","X","X","X","X","X","X","X","X","X","X","X","X","X"]
["VAim for Follicle","Follicle AIMeasure","V30499","VAim:卵泡自动测量",null,"X","X","X","X","X","X","X","X","X","X","X","X","X","X","X","X","X","X","X"]
["VAim for Pelvic","VAS AIMeasure","V30500","VAim:盆底脱垂自动测量",null,"X","X","X","X","X","X","X","X","X","X","X","X","X","X","X","X","X","X","X"]
["VAim for LEVA(3D)","LEVA AIMeasure","V30501","VAim:3D盆底肛提肌裂孔自动测量",null,"X","X","X","X","X","X","X","X","X","X","O","O","X","X","X","X","X","X","X"]
["Customized Auto Workflow(VWork)","Auto Works","V30502","自定义工作流(VWork)",null,"X","X","X","X","X","X","X","X","X","X","X","X","X","X","X","X","X","X","X"]
["Auto Flow Volume","Auto Flow Volume","V30531","血流量自动测量",null,"O","O","O","O","O","O","O","O","O","O","O","O","O","O","O","O","O","O","O"]
["Cardiac Guide","Cardiac Guide","V30554","心脏AI导航",null,"-","-","-","-","-","-","-","-","-","-","-","-","-","-","-","-","-","-","-"]
["lung ai","LungAI","V30559","智能肺超",null,"-","-","-","-","-","-","-","-","-","-","-","-","-","-","-","-","-","-","-"]
["Ultra Fast Tissue imaging",null,"V30613","超快组织成像技术",null,"X","X","X","X","X","X","X","X","X","X","X","X","X","X","X","X","X","X","X"]
["Ultra Fast CF imaging",null,"V30614","超快血流成像技术\n",null,"X","X","X","X","X","X","X","X","X","X","X","X","X","X","X","X","X","X","X"]
["SMF(Super Micro Flow)","SupportHSF","V30615","超微细血流成像",null,"X","X","X","X","X","X","O","O","O","O","O","O","-","-","-","-","-","-","-"]
["VAid Liver","AI_Liver","V30616","肝脏自动检测分析",null,"X","X","X","O","O","O","X","O","O","O","X","O","O","O","O","O","O","O","O"]
["VAid Thyroid","AI_Thyroid","V30617","甲状腺自动检测分析",null,"X","X","X","O","O","O","X","O","O","O","X","O","O","O","O","O","O","O","O"]
["Liver Guide",null,"V30618","腹部肝脏导航",null,"-","-","-","-","-","-","-","-","-","-","-","-","-","-","-","-","-","-","-"]
["CBI uFR  （ultraFast Frame Rate CBI）","UltraFastCBI","V30621","超快造影",null,"X","X","X","O","O","O","O","O","Δ","Δ","-","-","O","O","O","O","O","O","O"]
["PWV+","Pulse Wave Velocity(PWV)","V30623","PWV+超快脉搏波定量分析技术",null,"O","O","O","O","O","O","O","O","O","O","O","O","O","O","O","O","O","O","O"]
["Multi Doppler","MultiGatesPW","V30624","多门多普勒",null,"X","X","X","O","O","O","X","O","O","O","O","O","O","O","O","O","O","O","O"]
["AAS(Adaptive Acoustic Speed) ","VSI","V30625","声速自适应技术",null,"X","X","X","O","O","O","X","X","X","X","X","X","X","X","X","X","X","X","X"]
["Tissue Boost ","SupportTissueBoost","V30626","组织自适应成像",null,"X","X","X","O","O","O","X","X","X","X","X","X","X","X","X","X","X","X","X"]
["MCP(Micro Contrast Perfusion)","CBI MVI","V30712","微血管造影增强成像",null,"X","X","X","O","O","O","O","O","O","O","O","O","O","O","O","O","O","O","O"]
["Angle Free Flow",null,"V30713","血流自适应成像",null,"O","O","-","-","-","-","-","-","-","-","-","-","-","-","-","-","-","-","-"]
["Research Access","Research Access","V30714 ","原始科研数据导出",null,"X","X","O","O","O","O","O","O","O","O","O","O","O","O","O","O","O","O","O"]
["VMind  OB(simple)","SupportVFetus","V30715","OB测量包",null,"X","X","X","O","O","O","O","X","O","O","O","X","X","X","X","X","X","X","X"]
["VMind OB(Professional)","SupportVFetus_Advance","V30716","OB测量包（专业版）",null,"Δ","Δ","Δ","O","O","O","Δ","Δ","Δ","Δ","Δ","Δ","O","O","O","O","O","O","O"]
["ECG Function","ECG","V30786","ECG 软件功能",null,"X","X","X",null,null,null,"O","O","O","O","O","O","O","O","O","O","O","O","O"]
["DICOM export and storage, printer, worklist","DICOM export and storage, printer, worklist","V30038","DICOM3.0基础功能（导出与存储，打印,列表）",null,"X","X","X","X","X","X","X","X","X","X","X","X","X","X","X","X","X","X","X"]
["DICOM export and storage, ","DicomStoragePackage","V30359","DICOM3.0基础功能",null,"X","X","X","X","X","X","X","X","X","X","X","X","X","X","X","X","X","X","X"]
["DICOM printer/ worklist","DicomNetworkPackage","V30360","DICOM3.0接口",null,"X","X","X","X","X","X","X","X","X","X","X","X","X","X","X","X","X","X","X"]
["Transfer image to FTP server","Transfer image to FTP server","V30087","传输影像至FTP服务器",null,"X","X","X","X","X","X","X","X","X","X","X","X","X","X","X","X","X","X","X"]
["RF data export","RF data export","V30088","RF元数据导出",null,"-","-","O","O","O","O","O","O","O","O","O","O","O","O","O","O","O","O","O"]
["vCloud interface","vCloud","V30173","远程传输接口",null,"X","X","X","X","X","X","X","X","X","X","X","X","X","X","X","X","X","X","X"]
["URM","SuperResolution","V30842","URM（超分辨显微成像）",null,"-","X","-","-","-","-","-","-","-","-","-","-","-","-","-","-","-","-","-"]
[]
["3D/4D Imaging Features"]
["3D imaging","3D imaging","V30135","三维成像",null,"X","X","X","X","X","X","X","X","X","X","X","X","X","X","X","X","X","X","X"]
["Real-time grayscale 4D","Real-time grayscale 4D","V30066","实时灰阶四维",null,"X","X","X","X","X","X","X","X","X","X","X","X","X","X","X","X","X","X","X"]
["4D Volume/sec (65 angle)",null,null,"四维帧频",null,"X","X","X","X","X","X","X","X",null,null,"X","X","X","X","X","X","X","X","X"]
["Tomographic display (Mcut)","Tomographic display (Mcut)","V30067","超声断层成像",null,"X","X","X","X","X","X","O","X","X","X","O","O","X","X","X","X","X","X","X"]
["Rendering algorithms",null,null,"渲染方式",null,"X","X","X","X","X","X","X","X",null,null,"X","X","X","X","X","X","X","X","X"]
["- maximum, minimum, XΔRay",null,null," 最大、最小、X光显影模式",null,"X","X","X","X","X","X","X","X","X","X","X","X","X","X","X","X","X","X","X"]
["- surface, smooth",null,null,"表面模式、平滑模式",null,"X","X","X","X","X","X","X","X","X","X","X","X","X","X","X","X","X","X","X"]
["Parameter adjustable after freeze",{"$nulls":4},"X","X","X","X","X","X","X","X","X","X","X","X","X","X","X","X","X","X","X"]
["HQ (High Quality) 3D/4D","HQ3D&HQ4D","V30035","羊膜腔镜成像技术",null,"X","X","X","X","X","X","O","X","X","X","O","O","X","X","X","X","X","X","X"]
["Spatio Temporal Image Correlation (STIC)","Spatio Temporal Image Correlation (STIC)","V30787","时间空间相关成像",null,"Δ","Δ","Δ","Δ","Δ","Δ","Δ","Δ","Δ","Δ","Δ","Δ","Δ","Δ","Δ","Δ","Δ","Δ","Δ"]
["Auto NT","Auto NT","V30040","自动颈项透明层测量",null,"X","X","X","X","X","X","X","X","X","X","X","X","X","X","X","X","X","X","X"]
["Auto IT measure","Auto IT","V30503","自动IT(颅内透明层)测量",null,"X","X","X","X","X","X","X","X","X","X","X","X","X","X","X","X","X","X","X"]
["Inversion mode","Inversion mode","V30057","灰阶反转模式",null,"X","X","X","X","X","X","X","X","X","X","X","X","X","X","X","X","X","X","X"]
["Magic cut","Magic cut","V30058","魔术刀",null,"X","X","X","X","X","X","O","X","X","X","O","O","X","X","X","X","X","X","X"]
["Smart touch panel 3D/4D operation","Smart touch panel 3D/4D operation","V30059","智能三维/四维触摸屏操作模式",null,"X","X","X","X","X","X","X","X","X","X","X","X","X","X","X","X","X","X","X"]
["Free view","Free view","V30060","容积超声断层成像",null,"X","X","X","X","X","X","O","X","X","X","O","O","X","X","X","X","X","X","X"]
["Smart 3D Volume Calculation","Smart 3D Volume Calculation","V30177","智能三维容积计算",null,"O","O","O","O","O","O","O","X","O","O","O","O","O","O","O","O","O","O","O"]
["Free 3D","Free 3D","V30178","自由臂3D",null,"X","X","X","O","O","O","X","X","O","O","X","X","O","O","O","O","O","O","O"]
["3D auto follicle","Follicle 3D","V30213","三维卵泡自动测量",null,"X","X","X","O","O","O","O","X","O","O","O","O","O","O","O","O","O","O","O"]
["4D HQ Silhouette mode","HQSilhouette","V30358","HQ剪影模式",null,"X","X","X","X","X","X","O","X","X","X","O","O","X","X","X","X","X","X","X"]
["Export 3D data for 3D printer","Export 3D data for 3D printer","V30504","导出3D打印数据",null,"X","X","X","X","X","X","O","X","X","X","O","O","X","X","X","X","X","X","X"]
["Auto Levator Ani","Auto Levator Hiatus","V30505","3D盆底肛提肌裂孔自动测量",null,"X","X","X","X","X","X","X","X","X","X","X","X","X","X","X","X","X","X","X"]
["3D Smart Face","3D Smart Face","V30506","智能胎儿面部成像",null,"X","X","X","X","X","X","O","X","X","X","O","O","X","X","X","X","X","X","X"]
["VNavIn 3D","Endoscope3D","V30552","超声3D内视渲染技术",null,"X","X","X","X","X","X","X","X","X","X","O","O","X","X","X","X","X","X","X"]
["Vinno Fetal Heart Guide",null,"V30627","胎心导航",null,"-","-","-","O","O","-","-","-","-","-","-","-","-","-","-","-","-","-","-"]
["Light Lab","SupportMultiLight","V30628","Light Lab胎儿多光源渲染成像",null,"O","O","O","O","O","X","O","X","O","O","O","O","O","O","O","O","O","O","O"]
["Color 3D","Color 3D","V30723","三维焕流成像",null,"O","O","O","O","O","X","O","X",null,null,"O","O","-","-","-","-","-","-","-"]
["Niche View\n","Niche 3D\n","V30439","壁龛成像",null,"X","X","X","X","X","X","X","X","X","X","X","X","X","X","X","X","X","X","X"]
[]
["General Specification"]
["Muse platform",null,null,"缪斯平台",null,"X","X","X","X","X","X","_","_","_","_","_","_","_","_","_","_","_","_","_"]
["Ultra Fast Imaging Platform",null,null,"超快成像平台",null,"X","X","X","X","X","X","X","X","X","X","X","X","X","X","X","X","X","X","X"]
["Cineloop",null,null,"电影回放",null,"1500\"/30000 frame","1500\"/30000 frame","1500\"/30000 frame","1500\"/30000 frame","1500\"/30000 frame","1500\"/30000 frame","1500\"/30000 frame","1500\"/30000 frame","1500\"/30000 frame","1500\"/30000 frame","1500\"/30000 frame","1500\"/30000 frame","1500\"/30000 frame","1500\"/30000 frame","1500\"/30000 frame","1500\"/30000 frame","1500\"/30000 frame","1500\"/30000 frame","1500\"/30000 frame"]
["M2-SSD for TULIP",null,"V30728","快速启动",null,"X","X","X","X","X","X","X","X","X","X","X","X","X","X","X","X","X","X","X"]
["Memory size",null,null,"内存",null,"32G","128G","32G","16G","16G","16G","32G","32G","32G","32G","32G","32G","32G","32G","32G","32G","32G","32G","32G"]
["HDD",null,null,"硬盘",null,"1T","-","1T","1T","1T","1T","1T","1T","1T","1T","1T","1T","1T","1T","1T","1T","1T","1T","1T"]
["Monitor size",null,null,"显示器",null,"23.8” ","23.8” ","23.8” "," 23.8” "," 23.8” ","23.8” ","23.8” ","23.8” "," 23.8” ","23.8” ","23.8” ","23.8” ","23.8” ","23.8” ","23.8” ","23.8” ","23.8” ","23.8” ","23.8” "]
["Touch panel ",null,null,"触摸屏操作",null,"13.3''","13.3''","13.3''","13.3''","13.3''","13.3''","13.3''","13.3''","13.3''","13.3''","13.3''","13.3''","13.3''","13.3''","13.3''","13.3''","13.3''","13.3''","13.3''"]
["Probe port",null,null,"选配探头接口",null,"-","-","-","-","-","-","-","-","-","-","-","-","-","-","-","-","-","-","-"]
[null,null,null,"标配探头接口",null,5,5,5,5,5,5,5,5,5,5,5,5,5,5,5,5,5,5,5]
["Integrated DVDRW ",null,null,"可读写DVD",null,"X","X","X","X","X","X","X","X","X","X","X","X","X","X","X","X","X","X","X"]
["B/W video printer slot",null,null,"黑白打印机安装槽",null,"X","X","X","X","X","X","X","X","X","X","X","X","X","X","X","X","X","X","X"]
["Patient database",null,null,"病人数据",null,"X","X","X","X","X","X","X","X","X","X","X","X","X","X","X","X","X","X","X"]
["Quick store",null,null,"USB快速存储",null,"X","X","X","X","X","X","X","X","X","X","X","X","X","X","X","X","X","X","X"]
["Network storage and printing","Network Printer",null,"网络存储与网络打印",null,"X","X","X","X","X","X","X","X","X","X","X","X","X","X","X","X","X","X","X"]
["Auto track in PW/CW",null,null,"多普勒频谱自动包络",null,"X","X","X","X","X","X","X","X","X","X","X","X","X","X","X","X","X","X","X"]
["Vascular calculations",null,null,"血管测量包",null,"X","X","X","X","X","X","X","X","X","X","X","X","X","X","X","X","X","X","X"]
["Cardiac calculations",null,null,"心脏测量包",null,"X","X","X","X","X","X","X","X","X","X","X","X","X","X","X","X","X","X","X"]
["OB calculations and tables",null,null,"产科计算包及胎儿生长曲线表",null,"X","X","X","X","X","X","X","X","X","X","X","X","X","X","X","X","X","X","X"]
["Gynecological calculations",null,null,"妇科计算包",null,"X","X","X","X","X","X","X","X","X","X","X","X","X","X","X","X","X","X","X"]
["Urological calculations",null,null,"泌尿科计算包",null,"X","X","X","X","X","X","X","X","X","X","X","X","X","X","X","X","X","X","X"]
["Renal calculations",null,null,"肾脏计算包",null,"X","X","X","X","X","X","X","X","X","X","X","X","X","X","X","X","X","X","X"]
["Volume calculations",null,null,"容积计算",null,"X","X","X","X","X","X","X","X","X","X","X","X","X","X","X","X","X","X","X"]
["WIFI adapter for console",null,"V30558","无线适配器",null,"O","O","O","O","O","O","O","O","O","O","O","O","O","O","O","O","O","O","O"]
["Bluetooth adapter","Bluetooth adapter","V30082","蓝牙适配器",null,"X","X","X","X","X","X","X","X","X","X","X","X","X","X","X","X","X","X","X"]
["LAN",null,null,"网络连接",null,"X","X","X","X","X","X","X","X","X","X","X","X","X","X","X","X","X","X","X"]
["WLAN",{"$nulls":4},"X","X","X","X","X","X","X","X","X","X","X","X","X","X","X","X","X","X","X"]
[]
["Ergonomics"]
["Articulating display",null,null,"自由显示臂",null,"X","X","X","X","X","X","X","X","X","X","X","X","X","X","X","X","X","X","X"]
["display up/down",null,null,"显示器上下升降",null,"X","X","X","X","X","X","X","X","X","X","X","X","X","X","X","X","X","X","X"]
["operation panel up/down",null,null,"操作平台上下移动",null,"X","X","X","X","X","X","X","X","X","X","X","X","X","X","X","X","X","X","X"]
["operation panel Swivel",null,null,"操作平台左右移动",null,"X","X","X","X","X","X","X","X","X","X","X","X","X","X","X","X","X","X","X"]
["touch screen tilt",null,null,"触摸屏角度调节",null,"X","X","X","X","X","X","X","X","X","X","X","X","X","X","X","X","X","X","X"]
["Operation panel FrontΔback adjustment",null,null,"操作平台前后移动",null,"-","-","-","-","-","-","-","-","-","-","-","-","-","-","-","-","-","-","-"]
["Gel warmer",null,null,"耦合剂加温器",null,"X","X","X","X","X","X","X","X","X","X","X","X","X","X","X","X","X","X","X"]
["Foot rest",null,null,"踏脚装置",null,"X","X","X","X","X","X","X","X","X","X","X","X","X","X","X","X","X","X","X"]
["Foot switch",null,null,"集成式脚踏开关",null,"-","-","-","-","-","-","-","-","-","-","-","-","-","-","-","-","-","-","-"]
["USB double button foot switch software",null,null,"USB双踏脚踏开关(需另外购买开关）",null,"O","O","O","O","O","O","O","O","O","O","O","O","O","O","O","O","O","O","O"]
["USB video acquisition card for video output",null,null,"中安USB视频采集卡（US2000视频采集盒）",null,"O","O","O","O","O","O","O","O","O","O","O","O","O","O","O","O","O","O","O"]
["battery discharge time(only standby)（暂不支持）",{"$nulls":4},"0.5 hour","0.5 hour","0.5 hour","0.5 hour","0.5 hour","0.5 hour","0.5 hour","0.5 hour","0.5 hour","0.5 hour","0.5 hour","0.5 hour","0.5 hour","0.5 hour","0.5 hour","0.5 hour","0.5 hour","0.5 hour","0.5 hour"]
["battery charge time(fast/normal)（暂不支持）",{"$nulls":4},"3 .5hours","3 .5hours","3 .5hours","3 .5hours","3 .5hours","3 .5hours","3 .5hours","3 .5hours","3 .5hours","3 .5hours","3 .5hours","3 .5hours","3 .5hours","3 .5hours","3 .5hours","3 .5hours","3 .5hours","3 .5hours","3.5 hours"]
["battery package/UPS",{"$nulls":4},"-","-","-","-","-","-","-","-","-","-","-","-","-","-","-","-","-","-","-"]
["外置导声胶加热器",null,"V10047","外置导声胶加热器",null,"-","-","-","-","-","-","-","-","-","-","-","-","-","-","-","-","-","-","-"]
["空化探头支架",null,"V30311",null,null,"O","O","O","O","O","O","O","O","O","O","O","O","O","O","O","O","O","O","O"]
["USB audio adapter",null,"V30341","USB 外置声卡 海备思HAGIBIS",null,"O","O","O","O","O","O","O","O","O","O","O","O","O","O","O","O","O","O","O"]
["DVI to HDMI cable for trolley &TOONA-50cm",null,"V30424","DVI转HDMI视频输出线-50cm",null,"-","-","-","-","-","-","-","-","-","-","-","-","-","-","-","-","-","-","-"]
["HDMI port adapter ",null,"V30425","DVI转HDMI转接头",null,"X","X","X","X","X","X","X","X","X","X","X","X","X","X","X","X","X","X","X"]
["ECG心电图美标",null,"V30788","ECG心电图美标",null,"-","-","-","-","-","-","-","-","-","-","-","-","-","-","-","-","-","-","-"]
["ECG心电图欧标",null,"V30789","ECG心电图欧标",null,"-","-","-","O","O","O","O","O","O","O","O","O","O","O","O","O","O","O","O"]
["PCG导联线套件",null,"V30775","PCG导联线套件",null,"O","O","O","O","O","O","O","O","O","O","O","O","O","O","O","O","O","O","O"]
[]
["I/O and peripherals"]
["Portable keyboard dust film(Minimum package quantity 10pcs,10pcs/Bag)","Portable keyboard dust film","V30422","portable键盘防尘膜",null,"-","-","-","-","-","-","-","-","-","-","-","-","-","-","-","-","-","-","-"]
["Bluetooth adapter","Bluetooth adapter","V30082","蓝牙适配器",null,"X","X","X","X","X","X","X","X","X","X","X","X","X","X","X","X","X","X","X"]
["USB DVDRW "]
["USB port"]
["Display Port"]
["Simple CART",null,"V10043","CART-S"]
["2 extended probe ports"]
["3 extended probe ports"]
["3 probe holder"]
["Cart with battery and 3 probe ports",null,"V30207","带三口探头箱电池包推车  CART-F"]
["USB B/W graphic printer slot"]
["S-video port, DVI port, VGA port "]
["Peripherals"]
[" 4 USB ports"]
["Power suit "]
["locking mechanism"]
["Up/down mechanism (>150mm)"]
["Battery pack (>4 hours working time)"]
["portable独立包装电池",null,"V30148"]
["CART 电池包组件",null,"V30155"]
["CART电源面板组件",null,"V30156"]
["CART视频转换输出组件",null,"V30208"]
["CART USB HUB组件",null,"V30158"]
["portable 箱包组件",null,"V30147"]
["Two probe ports box ",null,"V30153"]
["Three probe ports box ",null,"V30152"]
[]
[]
["Probes","Product-ProbeSpecification","Δ：Optional（注册了但是不想卖）\n#：    Additional(未注册)\n-/tt:   Hidden(工程上或者市场不开放)\nO:     Standard(停售了)\nX:     Standard","成品探头IPN\n（选型系统）","裸探头IPN\n（标签上IPN）"]
["S1-8C(192)","S1-8C","V20020",1000182,1000142,"-","-","-","-","-","-","-","-","-","-","-","-","-","-","-","-","-","-","-"]
["S1-8C（192，MUX）","S1-8CM","V20054",1000992,1000991,"X","X","X","X","X","X","X","X","X","X","X","X","X","X","X","X","X","X","X"]
["S2-9C(128)","S2-9CE","V20036",1000274,1000241,"Δ","Δ","Δ","Δ","Δ","Δ","-","-","-","-","-","-","Δ","Δ","Δ","Δ","Δ","Δ","Δ"]
["S1-9C","S1-9C","V20059",1000409,1000408,"#","#","#","#","#","#","#","#","#","#","#","#","#","#","#","#","#","#","#"]
["X2-6C(192, mux)","X2-6C","V20002",1000164,1000043,"X","X","X","X","X","X","X","X","X","X","X","X","X","X","X","X","X","X","X"]
["G2-5C(128)","G2-5C","V20001",1000163,1000039,"Δ","Δ","Δ","Δ","Δ","Δ","Δ","Δ","Δ","Δ","Δ","Δ","Δ","Δ","Δ","Δ","Δ","Δ","Δ"]
["F2-5C(128)","F2-5C","V20015",1000177,1000067,"Δ","Δ","Δ","Δ","Δ","Δ","Δ","Δ","Δ","Δ","Δ","Δ","Δ","Δ","Δ","Δ","Δ","Δ","Δ"]
["F2-5CE停售","F2-5CE","V20021",1000272,1000239,"-","-","-","-","-","-","-","-","-","-","-","-","-","-","-","-","-","-","-"]
["F2-5C","F2-5CP","V20063",1000530,1000529,"Δ","Δ","Δ","Δ","Δ","Δ","Δ","Δ","Δ","Δ","Δ","Δ","Δ","Δ","Δ","Δ","Δ","Δ","Δ"]
["B2-6C(128)","B2-6C","V20037",1000481,1000480,"Δ","Δ","Δ","Δ","Δ","Δ","Δ","Δ","Δ","Δ","Δ","Δ","Δ","Δ","Δ","Δ","Δ","Δ","Δ"]
["D2-6C（128）","D2-6C","V20065",1000946,1000945,"X","X","X","X","X","X","X","X","X","X","X","X","X","X","X","X","X","X","X"]
["D2-7C","D2-7C",null,1000894,1000893,"X","X","X","X","X","X","X","X","X","X","X","X","X","X","X","X","X","X","X"]
["D3-6C(128)停售","D3-6C","V20003",1000165,1000046,"-","-","-","-","-","-","-","-","-","-","-","-","-","-","-","-","-","-","-"]
["D3-6C(128)","D3-6CM","V20066",1001062,1001061,"X","X","X","X","X","X","X","X","X","X","X","X","X","X","X","X","X","X","X"]
["D3-6CX(128)停售","D3-6CX","V20004",1000166,1000065,"-","-","-","-","-","-","-","-","-","-","-","-","-","-","-","-","-","-","-"]
["D3-6CX(128)停售","D3-6CY","V20004",1000502,1000501,"-","-","-","-","-","-","-","-","-","-","-","-","-","-","-","-","-","-","-"]
["D3-6CP","D3-6CP",null,1000426,1000425,"-","-","-","-","-","-","-","-","-","-","-","-","-","-","-","-","-","-","-"]
["D3-6CE","D3-6CE","V20027",1000271,1000238,"-","-","-","-","-","-","-","-","-","-","-","-","-","-","-","-","-","-","-"]
["G4-9E(128)停售","G4-9E","V20005",1000167,1000041,"-","-","-","-","-","-","-","-","-","-","-","-","-","-","-","-","-","-","-"]
["G4-9E(128)","G4-9EP","V20005",1000313,1000311,"X","X","X","X","X","X","X","X","X","X","X","X","X","X","X","X","X","X","X"]
["G4-9E(192, mux)停售","G4-9ES",null,1000407,1000405,"-","-","-","-","-","-","-","-","-","-","-","-","-","-","-","-","-","-","-"]
["X4-9E(192, mux)直柄","X4-9EL","V20049",1000805,1000804,"X","X","X","X","X","X","X","X","X","X","X","X","X","X","X","X","X","X","X"]
["X4-9E(192, mux)","X4-9E","V20032",1000524,1000523,"X","X","X","X","X","X","X","X","X","X","X","X","X","X","X","X","X","X","X"]
["X4-9E(192, mux)直柄","X4-9EL2","V20049",1001388,1001388,"X","X","X","X","X","X","X","X","X","X","X","X","X","X","X","X","X","X","X"]
["X4-9E(192, mux)","X4-9E2","V20032",1001387,1001387,"X","X","X","X","X","X","X","X","X","X","X","X","X","X","X","X","X","X","X"]
["D4-9E(128)停售","D4-9E","V20006",1000168,1000049,"-","-","-","-","-","-","-","-","-","-","-","-","-","-","-","-","-","-","-"]
["D4-9E(148, mux)","D4-9EP","V20006",1000346,1000345,"X","X","X","X","X","X","X","X","X","X","X","X","X","X","X","X","X","X","X"]
["F4-9E(128)停售","F4-9E","V20016",1000178,1000068,"-","-","-","-","-","-","-","-","-","-","-","-","-","-","-","-","-","-","-"]
["F4-9E(128)","F4-9ES","V20033",1000432,1000431,"Δ","Δ","Δ","Δ","Δ","Δ","Δ","Δ","Δ","Δ","Δ","Δ","Δ","Δ","Δ","Δ","Δ","Δ","Δ"]
["F4-9E(128)","F4-9EV","V20064",1000784,1000783,"-","-","-","-","-","-","-","-","-","-","-","-","-","-","-","-","-","-","-"]
["G3-9M(128)","G3-9M","V20039",1000521,1000520,"-","-","-","-","-","-","-","-","-","-","-","-","-","-","-","-","-","-","-"]
["G3-9M(128)","G3-9MV","V20068",1001380,1001380,"X","X","X","X","X","X","X","X","X","X","X","X","X","X","X","X","X","X","X"]
["G4-9M(128)","G4-9M","V20007",1000169,1000047,"X","X","X","X","X","X","X","X","X","X","X","X","X","X","X","X","X","X","X"]
["X3-10L(192)","X3-10LV","V20070",1001326,1001325,"X","X","X","X","X","X","X","X","X","X","X","X","X","X","X","X","X","X","X"]
["X4-12L(192, mux)","X4-12L","V20008",1000170,1000042,"X","X","X","X","X","X","X","X","X","X","X","X","X","X","X","X","X","X","X"]
["X6-16L(192, mux)","X6-16L","V20009",1000171,1000044,"X","X","X","X","X","X","X","X","X","X","X","X","X","X","X","X","X","X","X"]
["X6-16L(NGS)(192, mux)","X6-16LG","V20034",1000434,1000433,"-","-","-","-","-","-","-","-","-","-","-","-","-","-","-","-","-","-","-"]
["U5-15L(256, mux)","U5-15L","V20010",1000172,1000045,"-","-","-","-","-","-","-","-","-","-","-","-","-","-","-","-","-","-","-"]
["U5-15L(256, mux)","U5-15LE2","V20075",1001571,1001571,"-","-","-","-","-","-","-","-","-","-","X","X","-","-","-","-","-","-","-"]
["U5-15LE(256, mux)","U5-15LE","V20011",1000173,1000101,"X","X","X","X","-","X","X","X","X","X","-","-","-","X","X","X","X","X","X"]
["I4-11T(128)","I4-11T","V20012",1000174,1000052,"X","X","X","X","X","-","-","-","X","X","-","-","X","X","X","-","-","X","X"]
["F4-12L(128)停产","F4-12L","V20017",1000179,1000069,"-","-","-","-","-","-","-","-","-","-","-","-","-","-","-","-","-","-","-"]
["F4-12L(128)","F4-12LV","V20058",1000742,1000741,"Δ","Δ","Δ","Δ","Δ","Δ","Δ","Δ","Δ","Δ","Δ","Δ","Δ","Δ","Δ","Δ","Δ","Δ","Δ"]
["X10-23L (128)","X10-23L","V20022",1000276,1000249,"X","X","X","X","X","X","X","X","X","X","X","X","X","X","X","X","X","X","X"]
["X9-22L (192, mux)","X9-22L","V20023",1000273,1000240,"X","X","X","X","X","X","X","X","X","X","X","X","X","X","X","X","X","X","X"]
["I7-18L (Hock stick,128)","I7-18L","V20024",1000277,1000250,"X","X","X","X","X","X","X","X","X","X","X","X","-","X","X","-","X","-","-"]
["G1-4P(64)停售","G1-4P","V20013",1000175,1000040,"-","-","-","-","-","-","-","-","-","-","-","-","-","-","-","-","-","-","-"]
["G1-4P(64)停售","G1-4PS","V20013",1000381,1000375,"-","-","-","-","-","-","-","-","-","-","-","-","-","-","-","-","-","-","-"]
["G1-4P(64)停用","G1-4PX","V20013",1000406,1000404,"-","-","-","-","-","-","-","-","-","-","-","-","-","-","-","-","-","-","-"]
["G1-4P（64）","G1-4PV","V20052",1000744,1000743,"X","X","X","X","X","X","X","X","X","X","X","X","X","X","X","X","X","X","X"]
["S1-6P(64)停售","S1-6P","V20014",1000176,1000066,"-","-","-","-","-","-","-","-","-","-","-","-","-","-","-","-","-","-","-"]
["S1-6PS(64) （非CE国家）","S1-6PS","V20056",1001012,1001011,"-","-","-","-","-","-","-","-","-","-","-","-","-","-","-","-","-","-","-"]
["S1-6P(96)停售","S1-6PX","V20048",1000275,1000242,"-","-","-","-","-","-","-","-","-","-","-","-","-","-","-","-","-","-","-"]
["S1-6P","S1-6PV","V20061",1001206,1001080,"X","X","X","X","X","X","X","X","X","X","X","X","X","X","X","X","X","X","X"]
["G4-12LV(兽用经直肠探头,128)","G4-12LV","V20026",1000344,1000343,"-","-","-","-","-","-","-","-","-","-","-","-","-","-","-","-","-","-","-"]
["G3-10P(儿童心脏探头,64)","G3-10P","V20025",1000337,1000336,"-","-","-","-","-","-","-","-","-","-","-","-","-","-","-","-","-","-","-"]
["G3-10PX(儿童心脏探头,96)","G3-10PX","V20031",1000372,1000371,"X","X","X","X","X","X","X","X","X","X","X","X","X","X","X","X","X","X","X"]
["G3-8M(128)停售","G3-8M","V20028",1000390,1000376,"-","-","-","-","-","-","-","-","-","-","-","-","-","-","-","-","-","-","-"]
["G4-12P","G4-12PX","V20060",1001147,1001146,"X","X","X","X","X","X","X","X","X","X","X","X","X","X","X","X","X","X","X"]
["G4-12P(96)停售","G4-12P","V20035",1000500,1000499,"-","-","-","-","-","-","-","-","-","-","-","-","-","-","-","-","-","-","-"]
["BP4-9","BP4-9C","V20053",1000438,1000437,"X","X","X","X","X","X","X","X","X","X","X","X","X","X","X","X","X","X","X"]
["G1-3R","G1-3R","V20071",1000752,1000751,"X","X","X","X","X","X","X","X","X","X","X","X","X","X","-","X","X","X","-"]
["E3-8T","E3-8T","V20057",1000734,1000733,"-","-","-","-","-","-","-","-","-","-","-","-","-","-","-","-","-","-","-"]
[]
["Biopsy guide",null,null,"IPN"]
["Biopsy guide S1-8C","可重复使用，适用于S1-8C，S1-8CM","V30143",3100128,null,"X","X","X","X","X","X","X","X","X","X","X","X","X","X","X","X","X","X","X"]
["Biopsy guide G2-5C","可重复使用","V30026",3100102,null,"Δ","Δ","Δ","Δ","Δ","Δ","Δ","Δ","Δ","Δ","Δ","Δ","Δ","Δ","Δ","Δ","Δ","Δ","Δ"]
["Biopsy guide F2-5C","可重复使用，适用于F2-5C，F2-5CE，A2-5C","V30141",3100096,null,"Δ","Δ","Δ","Δ","Δ","Δ","Δ","Δ","Δ","Δ","Δ","Δ","Δ","Δ","Δ","Δ","Δ","Δ","Δ"]
["Biopsy guide G4-9E Steel","可重复使用","V30030",3100101,null,"X","X","X","X","X","X","X","X","X","X","X","X","X","X","X","X","X","X","X"]
["Biopsy guide G4-9E Steel 21G","可重复使用","V30217",3100211,null,"X","X","X","X","X","X","X","X","X","X","X","X","X","X","X","X","X","X","X"]
["Biopsy guide G4-9E Steel 14G","可重复使用","V30362",3100250,null,"X","X","X","X","X","X","X","X","X","X","X","X","X","X","X","X","X","X","X"]
["Biopsy guide G4-9E Steel 17G","可重复使用","V30768",3100545,null,"X","X","X","X","X","X","X","X","X","X","X","X","X","X","X","X","X","X","X"]
["Biopsy guide F4-9E","可重复使用，适用于F4-9E,A4-9E","V30205",3100188,null,"Δ","Δ","Δ","Δ","Δ","Δ","Δ","Δ","Δ","Δ","Δ","Δ","Δ","Δ","Δ","Δ","Δ","Δ","Δ"]
["Biopsy guide X6-16L","可重复使用","V30028",3100093,null,"X","X","X","X","X","X","X","X","X","X","X","X","X","X","X","X","X","X","X"]
["Biopsy guide X4-12L","可重复使用","V30118",3100092,null,"X","X","X","X","X","X","X","X","X","X","X","X","X","X","X","X","X","X","X"]
["Biopsy guide F4-12L","可重复使用,适用于F4-12L，F4-12LV,A4-12L","V30142",3100130,null,"Δ","Δ","Δ","Δ","Δ","Δ","Δ","Δ","Δ","Δ","Δ","Δ","Δ","Δ","Δ","Δ","Δ","Δ","Δ"]
["Biopsy guide G1-4P","可重复使用，适用于G1-4P，A1-4P，G1-4PV","V30119",3100095,null,"X","X","X","X","X","X","X","X","X","X","X","X","X","X","X","X","X","X","X"]
["Biopsy guide S1-6P","可重复使用，适用于S1-6P，S1-6PS","V30120",3100094,null,"-","-","-","-","-","-","-","-","-","-","-","-","-","-","-","-","-","-","-"]
["Biopsy guide BP4-9","可重复使用","V30523",3100392,null,"X","X","X","X","X","X","X","X","X","X","X","X","X","X","X","X","X","X","X"]
["Biopsy guide X4-9E","可重复使用，适用于X4-9E,A4-9EV,F4-9EV","V30522",3100384,null,"X","X","X","X","X","X","X","X","X","X","X","X","X","X","X","X","X","X","X"]
["Biopsy guide S1-6PX","可重复使用","V30653",3100438,null,"-","-","-","-","-","-","-","-","-","-","-","-","-","-","-","-","-","-","-"]
["Biopsy guide X2-6C","可重复使用","V30654",3100454,null,"X","X","X","X","X","X","X","X","X","X","X","X","X","X","X","X","X","X","X"]
["Biopsy guide S2-9C","可重复使用","V30769","3100473",null,"Δ","Δ","Δ","Δ","Δ","Δ","Δ","Δ","Δ","Δ","Δ","Δ","Δ","Δ","Δ","Δ","Δ","Δ","Δ"]
["Biopsy guide S1-6PV","可重复使用","V30824",3100668,null,"X","X","X","X","X","X","X","X","X","X","X","X","X","X","X","X","X","X","X"]

{"sheet":"R&V10 series-Oversea","index":3,"n_rows":325,"n_cols":36,"rows_kept":325,"cut":false,"hidden":false,"merged":[[148,0,149,0],[148,2,149,2]]}
["Suitable software verison：","Release time：","X  代表标配","- 代表不支持","Δ支持但隐藏","# 法规未注册","O 代表选配"]
[]
["红底：未注册机型/不发放",null,"ProductID",null,null,"R750","R730","R710","R700","R700","R700_10","R650","R630","R610","R600","R570","R550","R530","R510","R500","R500","R500_10","R370","R350","R330","R310","R300","R300","R300_10","VINNO 10","VINNO 10","VINNO 10E ","VINNO 10P","VINNO9","VINNO9E","VINNO 9P"]
["灰底：停用",{"$nulls":28},"V10673","V10673","V10674","V10675","V10670","V10671","V10672"]
[]
[{"$nulls":8},"目标板/最终版","1.40.10?",{"$nulls":9},"目标板/最终版",{"$nulls":6},"目标板/最终版"]
[{"$nulls":19},"1.4X?",{"$nulls":6},"1.4X?"]
[null,null,"Memo",null,null,"NLP","NLP","NLP","NLP","NLP","NLP","NLP","NLP","NLP","NLP","ARM","ARM","ARM","ARM","ARM","ARM","ARM","ARM","ARM","ARM","ARM","ARM","ARM","ARM","NLP","NLP","NLP","NLP","NLP","NLP","NLP"]
["Product ",null,"ProductDisplayName",null,null,"R750","R730","R710","R700","R700","R700 TEE","R650","R630","R610","R600","R570","R550","R530","R510","R500","R500","R500 TEE","R370","R350","R330","R310","R300","R300","R300 TEE","VINNO 10","VINNO 10","VINNO 10E ","VINNO 10P","VINNO 9","VINNO 9E","VINNO 9P"]
[" 2D Imaging Features","Product-OptionalFeatures ",null,"IPN"]
["Channel count",null,null,"物理通道",null,"128x4","128x4","128x4","128x4","128x4","128x4","128x4","128x4","128x4","128x4","64x4","64x4","64x4","64x4","64x4(2 for CF)","64x4(2 for CF)","64x4(2 for CF)","64x4","64x4","64x4","64x4","64x4","64x4","64x4","128X12","128X12","128X12","128X12","128X12","128X12","128X12"]
["Frequency range",null,null,"主机频率响应",null,"25Mhz","25Mhz","25Mhz","25Mhz","25Mhz","25Mhz","25Mhz","25Mhz","25Mhz","25Mhz","25Mhz","25Mhz","25Mhz","25Mhz","25Mhz","25Mhz","25Mhz","25Mhz","25Mhz","25Mhz","25Mhz","25Mhz","25Mhz","25Mhz","25Mhz","25Mhz","25Mhz","25Mhz","25Mhz","25Mhz","25Mhz"]
["VFusion","VFusion",null,"复合超声成像",null,"X","X","X","X","X","X","X","X","X","X","X","X","X","X","X","X","X","X","X","X","X","X","X","X","X","X","X","X","X","X","X"]
["VSpeckle I ",null,"V30598","I型组织斑点噪声抑制 ",null,"-","-","-","-","-","-","-","-","-","-","-","-","-","-","-","-","-","-","-","-","-","-","-","-","-","-","-","-","-","-","-"]
["VSpeckle","Vspeckle1New","V30209","组织斑点噪声抑制 ",null,"X","X","X","X","X","X","X","X","X","X","X","X","X","X","X","X","X","X","X","X","X","X","X","X","X","X","X","X","X","X","X"]
["VTissue","VTissue","V30041","组织速度特征成像",null,"X","X","X","X","X","X","X","X","X","X","X","X","X","X","X","X","X","X","X","X","X","X","X","X","X","X","X","X","X","X","X"]
["Auto optimization","Auto optimization",null,"自动优化",null,"X","X","X","X","X","X","X","X","X","X","X","X","X","X","X","X","X","X","X","X","X","X","X","X","X","X","X","X","X","X","X"]
["Easy Compare","Easy Compare","V30063","记忆追踪对比技术",null,"X","X","X","X","X","X","X","X","X","X","X","X","X","X","X","X","X","X","X","X","X","X","X","X","X","X","X","X","X","X","X"]
["Duplex/Triplex 2D/Color/PW","Duplex/Triplex 2D/Color/PW","V30081","二同步/三同步图像显示",null,"X","X","X","X","X","X","X","X","X","X","X","X","X","X","X","X","X","X","X","X","X","X","X","X","X","X","X","X","X","X","X"]
["CWD","CWD","V30051","连续多普勒",null,"X","X","X","X","X","X","X","X","X","X","X","X","X","X","X","X","X","X","X","X","X","X","X","X","X","X","X","X","X","X","X"]
["CWD",null,"V30302","T-CWD套件",null,"-","-","-","-","-","-","-","-","-","-","-","-","-","-","-","-","-","-","-","-","-","-","-","-","-","-","-","-","-","-","-"]
["PWD","PW",null,"脉冲多普勒",null,"X","X","X","X","X","X","X","X","X","X","X","X","X","X","X","X","X","X","X","X","X","X","X","X","X","X","X","X","X","X","X"]
["Multi Doppler","MultiGatesPW","V30624","多门多普勒",null,"X","X","X","X","X","X","X","X","X","X","O","O","O","O","O","-","-","O","O","O","O","O","-","-","X","Δ","Δ","Δ","O","O","O"]
["RF based Zoom","ReadZoom","V30590","实时局部放大",null,"X","X","X","X","X","X","X","X","X","X","X","X","X","X","X","X","X","X","X","X","X","X","X","X","X","X","X","X","X","X","X"]
["FULL screen","FullScreen","V30310","全屏显示",null,"X","X","X","X","X","X","X","X","X","X","X","X","X","X","X","X","X","X","X","X","X","X","X","X","X","X","X","X","X","X","X"]
["Smart Touch Zoom","Smart Touch Zoom","V30175","图像触摸屏缩放操作模式",null,"Δ","Δ","Δ","Δ","Δ","Δ","Δ","Δ","Δ","Δ","Δ","Δ","Δ","Δ","Δ","Δ","Δ","Δ","Δ","Δ","Δ","Δ","Δ","Δ","Δ","Δ","Δ","Δ","Δ","Δ","Δ"]
["CFI function","CF",null,"彩色多普勒",null,"X","X","X","X","X","X","X","X","X","X","X","X","X","X","X","X","X","X","X","X","X","X","X","X","X","X","X","X","X","X","X"]
["advanced CFI","FlowNewAlgorithm",null,"高灵敏度彩色多普勒",null,"X","X","X","X","X","X","X","X","X","X","X","X","X","X","X","X","X","X","X","X","X","X","X","X","X","X","X","X","X","X","X"]
["PDI function","PDI",null,"能量多普勒",null,"X","X","X","X","X","X","X","X","X","X","X","X","X","X","X","X","X","X","X","X","X","X","X","X","X","X","X","X","X","X","X"]
["B+CF simultaneously ","B+CF simultaneously","V30064","灰阶与彩色双幅显示",null,"X","X","X","X","X","X","X","X","X","X","X","X","X","X","X","X","X","X","X","X","X","X","X","X","X","X","X","X","X","X","X"]
["CF Velocity Profile","CF Velocity Profile","V30179","血流速度分布图",null,"X","X","X","X","X","X","X","X","X","X","X","X","X","X","X","X","X","X","X","X","X","X","X","X","X","X","X","X","X","X","X"]
["TView ","TView","V30052","梯形成像",null,"X","X","X","X","X","X","X","X","X","X","X","X","X","X","X","X","X","X","X","X","X","X","X","X","X","X","X","X","X","X","X"]
["Pview","PView","V30031","宽景成像",null,"O","O","O","X","X","X","O","O","O","X","O","O","O","O","O","O","O","O","O","O","O","O","O","O","O","O","O","O","O","O","O"]
["Color M mode","Color M-mode","V30061","彩色M型",null,"X","X","X","X","X","X","X","X","X","X","X","X","X","X","X","X","X","X","X","X","X","X","X","X","X","X","X","X","O","O","O"]
["MAM (multi angle M mode)","Multi Angle M-mode with 360 degree rotation","V30021","全方位M型",null,"O","O","O","X","X","X","O","O","O","X","O","O","O","O","X","X","X","O","O","O","O","O","O","O","X","X","X","X","O","O","O"]
["Curve M Mode",null,"V30596","曲线解剖M型",null,"X","X","X","X","X","X","X","X","X","X","X","X","X","X","X","X","X","X","X","X","X","X","X","X","X","X","X","X","X","X","X"]
["Tissue Doppler (TD)","TD","V30065","组织多普勒",null,"X","X","X","X","X","X","O","O","O","X","O","O","O","O","X","X","X","O","O","O","O","X","X","X","X","X","X","X","X","X","X"]
["Tissue Velocity Imaging (TVI)","TVI","V30036","组织速度成像",null,"X","X","X","X","X","X","O","O","O","X","O","O","O","O","X","X","X","O","O","O","O","X","X","X","X","X","X","X","O","O","O"]
["Tissue Velocity M-mode (TVM)","Tissue Velocity M-mode (TVM)","V30039","组织速度M型",null,"X","X","X","X","X","X","O","O","O","X","O","O","O","O","O","O","O","O","O","O","O","O","O","O","O","O","O","O","O","O","O"]
["Tissue Power Imaging (TPI)","Tissue Power Imaging(TPI)","V30170","组织多普勒能量图",null,"Δ","Δ","Δ","Δ","Δ","Δ","Δ","Δ","Δ","Δ","Δ","Δ","Δ","Δ","Δ","Δ","Δ","Δ","Δ","Δ","Δ","Δ","Δ","Δ","Δ","Δ","Δ","Δ","Δ","Δ","Δ"]
["Auto IMT","Auto IMT","V30033","颈动脉内中膜自动测量",null,"X","X","X","X","X","X","O","O","O","X","O","O","O","O","X","X","X","O","O","O","O","O","O","O","X","X","X","X","X","X","X"]
["Auto EF","Auto EF","V30149","左心室射血分数自动测量包",null,"X","X","X","X","X","X","O","O","O","X","O","O","O","O","O","O","O","O","O","O","O","O","O","O","X","X","X","X","O","O","O"]
["Auto OB","Auto OB","V30171","产科自动测量",null,"X","X","X","X","X","X","X","X","X","X","X","X","X","X","X","X","X","X","X","X","X","X","X","X","X","X","X","X","X","X","X"]
["Auto Bladder","Auto Bladder","V30172","膀胱自动测量",null,"X","X","X","X","X","X","X","X","X","X","X","X","X","X","X","X","X","X","X","X","X","X","X","X","X","X","X","X","X","X","X"]
["Tissue/pulse inversion harmonic","Har",null,"组织/反相脉冲谐波成像",null,"X","X","X","X","X","X","X","X","X","X","X","X","X","X","X","X","X","X","X","X","X","X","X","X","X","X","X","X","X","X","X"]
["Elastic imaging","Elastic imaging","V30053","弹性成像",null,"X","X","X","X","X","X","X","X","X","X","X","X","X","X","X","X","X","X","X","X","X","X","X","X","X","X","O","O","O","O","O"]
["Contrast imaging","Contrast imaging","V30054","CBI微泡造影成像(包含PPI造影分析)",null,"O","O","O","O","O","O","O","O","O","O","Δ","Δ","Δ","Δ","O","O","O","Δ","Δ","Δ","Δ","Δ","Δ","Δ","X","X","O","O","O","O","O"]
["vFlash","VFlash","V30176","声动力成像",null,"-","-","-","-","-","-","-","-","-","-","-","-","-","-","-","-","-","-","-","-","-","-","-","-","-","-","-","-","-","-","-"]
["B/Color steer",null,"V30595","灰阶与彩色独立偏转",null,"X","X","X","X","X","X","X","X","X","X","X","X","X","X","X","X","X","X","X","X","X","X","X","X","X","X","X","X","X","X","X"]
["Needle enhancement","Needle enhancement","V30080","穿刺增强",null,"X","X","X","X","X","X","O","O","O","X","O","O","O","O","X","X","X","O","O","O","O","O","O","O","X","X","X","X","X","X","X"]
["Auto needle enhancement","Auto Needle enhancement","V30739","自动穿刺增强",null,"-","-","-","X","-","-","-","-","-","O","-","-","-","-","O","-","-","-","-","-","-","-","-","-","X","X","X","X","O","O","O"]
["Support Mobile data transmission via Bluetooth and E-Mail","Support Mobile data transmission via Bluetooth and E-Mail","V30082","移动图像传输方案",null,"X","X","X","X","X","X","X","X","X","X","X","X","X","X","X","X","X","X","X","X","X","X","X","X","X","X","X","X","X","X","X"]
["SGC","Scanline Gain Compensation","V30107","扫描增益补偿",null,"X","X","X","X","X","X","X","X","X","X","X","X","X","X","X","X","X","X","X","X","X","X","X","X","X","X","X","X","O","O","O"]
["Tutorials","Tutorial","V30195","超声教学功能",null,"X","X","X","X","X","X","X","X","X","X","X","X","X","X","X","X","X","X","X","X","X","X","X","X","X","X","X","X","X","X","X"]
["Maximum linear probe depth display (X6Δ16L)","X6-16L_MaxDepth",null,null,null,"16cm","16cm","16cm","16cm","16cm","16cm","16cm","16cm","16cm","16cm","16cm","16cm","16cm","16cm","16cm","16cm","16cm","16cm","16cm","16cm","16cm","16cm","16cm","16cm","-","-","-","-","-","-","-"]
["PWV","Pulse Wave Velocity(PWV)","V30210","脉搏波定量分析",null,"Δ","Δ","Δ","O","O","O","O","O","O","O","Δ","Δ","Δ","Δ","Δ","Δ","Δ","Δ","Δ","Δ","Δ","Δ","Δ","Δ","O","O","O","O","O","O","O"]
["AMAS( Automatic measurement of Arterial stiffness ) ","Advanced PWV","V30354","整体动脉僵硬度自动测量系统",null,"Δ","Δ","Δ","O","O","O","O","O","O","O","Δ","Δ","Δ","Δ","Δ","Δ","Δ","Δ","Δ","Δ","Δ","Δ","Δ","Δ","O","O","O","O","O","O","O"]
["Stress Echo","Stress Echo","V30211","负荷成像",null,"O","O","O","X","X","X","O","O","O","X","O","O","O","O","O","O","O","O","O","O","O","O","O","O","X","X","X","X","X","X","X"]
["2D auto follicle","Auto Follicle","V30212","二维卵泡自动测量",null,"x","x","x","X","X","X","O","O","O","x","O","O","O","O","X","X","X","O","O","O","O","O","O","O","O","O","O","O","O","O","O"]
["HSG","C3DC4D(HSG)","V30215","输卵管容积造影",null,"O","O","O","X","Δ","Δ","Δ","Δ","Δ","Δ","Δ","Δ","Δ","Δ","Δ","Δ","Δ","Δ","Δ","Δ","Δ","Δ","Δ","Δ","O","Δ","Δ","Δ","X","X","X"]
["VINNO Cardiac Quantification","vCQ","V30291","辅助诊疗功能",null,"O","O","O","O","O","O","O","O","O","O","O","O","O","O","O","O","O","O","O","O","O","O","O","O","O","O","O","O","O","O","O"]
["Zone Imaging","ZoneImage","V30303","全御相关成像",null,"X","X","X","X","X","X","X","X","X","X","X","X","X","X","X","X","X","X","X","X","X","X","X","X","X","X","X","X","X","X","X"]
[" VFlow","HQFlow","V30355","高灵敏度血流",null,"X","X","X","X","X","X","X","X","X","X","X","X","X","X","X","X","X","X","X","X","X","X","X","X","X","X","X","X","X","X","X"]
["Strain Imaging","Strain Rate","V30356","应变成像",null,"X","X","X","X","O","O","X","X","X","O","-","X","X","X","O","O","O","O","O","O","O","O","O","O","X","X","O","O","X","X","X"]
["VAid (Real-time Auto Breast Lesion Detection)","AI","V30357","乳腺自动化病灶辅助检测",null,"O","O","O","O","O","O","Δ","Δ","Δ","O","Δ","Δ","Δ","Δ","O","Δ","Δ","Δ","Δ","Δ","Δ","O","Δ","Δ","O","O","O","O","O","O","O"]
["VAid Liver","AI_Liver","V30616","肝脏自动检测分析",null,"-","-","-","O","O","O","-","-","-","O","-","-","-","-","-","-","-","-","-","-","-","-","-","-","O","O","O","O","O","O","O"]
["VAid Thyroid","AI_Thyroid","V30617","甲状腺自动检测分析",null,"-","-","-","O","O","O","-","-","-","O","O","O","O","O","O","-","-","O","O","O","O","O","-","-","O","O","O","O","O","O","O"]
["Emergency","Emergency Package","V30463","急诊",null,"-","-","-","-","-","-","-","-","-","-","-","-","-","-","-","-","-","-","-","-","-","-","-","-","O","-","-","X","-","-","-"]
["Nephrology","Nephrology Package","V30464","肾内（血管通路）",null,"-","-","-","-","-","-","-","-","-","-","-","-","-","-","-","-","-","-","-","-","-","-","-","-","O","-","-","X","X","X","X"]
["ICU","ICU Package","V30465","重症",null,"-","-","-","-","-","-","-","-","-","-","-","-","-","-","-","-","-","-","-","-","-","-","-","-","O","-","-","X","-","-","-"]
["Anesthesia","Anesthesia Package","V30419","神经麻醉包",null,"-","-","-","-","-","-","-","-","-","-","-","-","-","-","-","-","-","-","-","-","-","-","-","-","O","-","-","X","X","X","X"]
["MSK","MSKPackage","V30361","肌骨",null,"X","X","X","X","X","X","X","X","X","X","X","X","X","X","X","X","X","X","X","X","X","X","X","X","X","X","-","X","X","X","X"]
["VAid VTI","AutoVTI","V30761","自动左室流出道时间速度积分",null,"-","-","-","-","-","-","-","-","-","-","-","-","-","-","-","-","-","-","-","-","-","-","-","-","O","O","-","-","-","-","-"]
["VAid IVC","AutoIVC","V30762","自动下腔静脉塌陷率",null,"-","-","-","-","-","-","-","-","-","-","-","-","-","-","-","-","-","-","-","-","-","-","-","-","O","O","-","-","-","-","-"]
["Auto DFR","AutoDFR","V30764","自动舒张功能",null,"-","-","-","-","-","-","-","-","-","-","-","-","-","-","-","-","-","-","-","-","-","-","-","-","O","-","-","-","-","-","-"]
["Auto DPF","AutoDPF","V30765","自动膈肌功能评估",null,"-","-","-","-","-","-","-","-","-","-","-","-","-","-","-","-","-","-","-","-","-","-","-","-","O","O","-","-","-","-","-"]
["PointOfCare","POCPackage","V30785","POC包",null,"-","-","-","-","-","-","-","-","-","-","-","-","-","-","-","-","-","-","-","-","-","-","-","-","X","X","-","-","-","-","-"]
["POC Work flow","PocWorkflow","V30767","POC流程工具",null,"-","-","-","-","-","-","-","-","-","-","-","-","-","-","-","-","-","-","-","-","-","-","-","-","O","O","-","-","-","-","-"]
["Auto B-line","AutoBline","V30763","自动B线",null,"-","-","-","-","-","-","-","-","-","-","-","-","-","-","-","-","-","-","-","-","-","-","-","-","O","-","-","-","-","-","-"]
["Auto Nerve","AutoNerve","V30766 ","自动神经识别",null,"-","-","-","-","-","-","-","-","-","-","-","-","-","-","-","-","-","-","-","-","-","-","-","-","O","-","-","-","-","-","-"]
["Auto Pleura ","AutoPleura ","V30781","胸膜自动识别",null,"-","-","-","-","-","-","-","-","-","-","-","-","-","-","-","-","-","-","-","-","-","-","-","-","O","O","-","-","-","-","-"]
["VReport","VReport","V30363","VReport",null,"O","O","O","X","X","X","O","O","O","O","O","O","O","O","O","O","O","O","O","O","O","O","O","O","O","O","X","X","O","O","O"]
["VSPORT","SPORTPackage","V30386","运动版",null,"-","-","-","-","-","-","-","-","-","-","-","-","-","-","-","-","-","-","-","-","-","-","-","-","-","-","-","-","-","-","-"]
["Remote Examination","Remote Examination","V30420","远程考核",null,"X","X","X","X","X","X","X","X","X","X","X","X","X","X","X","X","X","X","X","X","X","X","X","X","X","X","O","O","X","X","X"]
["Shear Wave Imaging(VShear)","SWEI","V30494","剪切波弹性成像(VShear)",null,"O","O","O","O","O","O","O","O","O","O","O","O","O","O","O","-","-","O","O","O","O","O","-","-","X","X","O","O","O","O","O"]
[" VLuminous Flow","RadiantFlow","V30495","立体血流",null,"X","X","X","X","X","X","X","X","X","X","X","X","X","X","X","X","X","X","X","X","X","X","X","X","X","X","X","X","X","X","X"]
["Live IMT","AutoImtInScan","V30496","实时IMT",null,"O","O","O","X","X","X","O","O","O","O","O","O","O","O","O","O","O","O","O","O","O","O","O","O","O","O","O","O","O","O","O"]
["VAim for OB","OB AIMeasure","V30497","VAim:产科自动测量",null,"O","O","O","X","X","X","O","O","O","X","O","O","O","O","O","O","O","O","O","O","O","O","O","O","X","X","X","X","X","X","X"]
["VAim for HIP","DDH AIMeasure","V30498","VAim:小儿髋关节自动测量",null,"O","O","O","X","X","X","O","O","O","X","O","O","O","O","O","O","O","O","O","O","O","O","O","O","X","X","X","X","X","X","X"]
["VAim for Follicle","Follicle AIMeasure","V30499","VAim:卵泡自动测量",null,"O","O","O","X","X","X","O","O","O","X","O","O","O","O","O","O","O","O","O","O","O","O","O","O","X","X","X","X","X","X","X"]
["VAim for Pelvic","VAS AIMeasure","V30500","VAim:盆底脱垂自动测量",null,"O","O","O","X","X","X","O","O","O","X","O","O","O","O","O","O","O","O","O","O","O","O","O","O","X","X","X","X","X","X","X"]
["VAim for LEVA(3D)","LEVA AIMeasure","V30501","VAim:3D盆底肛提肌裂孔自动测量",null,"O","O","O","O","O","O","O","O","O","O","O","O","O","O","O","O","O","O","O","O","O","O","O","O","O","O","X","X","X","X","X"]
["Customized Auto Workflow(VWork)","Auto Works","V30502","自定义工作流(VWork)",null,"X","X","X","X","X","X","X","X","X","X","X","X","X","X","X","X","X","X","X","X","X","X","X","X","X","X","X","-","X","X","X"]
["Auto Flow Volume","Auto Flow Volume","V30531","血流量自动测量",null,"O","O","O","X","X","X","O","O","O","X","O","O","O","O","O","O","O","O","O","O","O","O","O","O","X","X","O","O","O","O","O"]
["Cardiac Guide","Cardiac Guide","V30554","心脏AI导航",null,"-","-","-","-","-","-","-","-","-","-","-","-","-","-","-","-","-","-","-","-","-","-","-","-","Δ","-","O","O","-","-","-"]
["lung ai","LungAI","V30559","智能肺超",null,"-","-","-","-","-","-","-","-","-","-","-","-","-","-","-","-","-","-","-","-","-","-","-","-","O","-","-","O","Δ","Δ","Δ"]
["Tissue boost","SupportTissueBoost","V30626","组织增强 ",null,"-","-","-","-","-","-","-","-","-","-","-","-","-","-","-","-","-","-","-","-","-","-","-","-","-","-","-","-","-","-","-"]
["Research Access","Research Access","V30714 ","原始科研数据导出",null,"-","-","-","-","-","-","-","-","-","-","-","-","-","-","-","-","-","-","-","-","-","-","-","-","-","-","-","-","-","-","-"]
["Remote consultation","Remote Consultation","V30740","远程会诊",null,"-","-","-","-","-","-","-","-","-","-","-","-","-","-","-","-","-","-","-","-","-","-","-","-","O","O","O","O","O","O","O"]
["ECG Function","ECG","V30786","ECG 软件功能",null,"O","O","O","O","O","O","O","O","O","O","O","O","O","O","O","O","O","O","O","O","O","O","O","O","O","O","O","O","O","O","O"]
["DICOM export and storage, printer, worklist","DICOM export and storage, printer, worklist","V30038","DICOM3.0基础功能（导出与存储，打印,列表）",null,"-","-","-","X","X","X","-","-","-","O","-","-","-","-","O","O","O","-","-","-","-","O","O","O","O","O","O","O","O","O","O"]
["DICOM export and storage, ","DicomStoragePackage","V30359","DICOM3.0基础功能",null,"X","X","X","-","-","-","O","O","O","-","O","O","O","O","-","-","-","O","O","O","O","-","-","-","-","-","-","-","-","-","-"]
["DICOM printer/ worklist","DicomNetworkPackage","V30360","DICOM3.0接口",null,"O","O","O","-","-","-","O","O","O","-","O","O","O","O","-","-","-","O","O","O","O","-","-","-","-","-","-","-","-","-","-"]
["Transfer image to FTP server","Transfer image to FTP server","V30087","传输影像至FTP服务器",null,"Δ","Δ","Δ","X","X","X","Δ","Δ","Δ","X","Δ","Δ","Δ","Δ","X","X","X","Δ","Δ","Δ","Δ","X","X","X","X","X","X","X","X","X","X"]
["RF data export","RF data export","V30088","RF元数据导出",null,"Δ","Δ","Δ","Δ","Δ","Δ","Δ","Δ","Δ","Δ","Δ","Δ","Δ","Δ","Δ","Δ","Δ","Δ","Δ","Δ","Δ","Δ","Δ","Δ","Δ","Δ","Δ","Δ","Δ","Δ","Δ"]
["vCloud interface","vCloud","V30173","远程传输接口",null,"X","X","X","X","X","X","X","X","X","X","X","X","X","X","X","X","X","X","X","X","X","X","X","X","X","X","X","X","X","X","X"]
["VMind  OB(simple)","SupportVFetus","V30715","OB测量包",null,"O","O","O","O","O","O","O","O","O","O","-","-","-","-","-","-","-","-","-","-","-","-","-","-","-","-","-","-","-","-","-"]
["VMind OB(Professional)","SupportVFetus_Advance","V30716","OB测量包（专业版）",null,"Δ","Δ","Δ","Δ","Δ","Δ","Δ","Δ","Δ","Δ","-","-","-","-","-","-","-","-","-","-","-","-","-","-","-","-","-","-","-","-","-"]
[]
["3D/4D Imaging Features"]
["3D imaging","3D imaging","V30135","三维成像",null,"X","X","X","X","X","X","X","X","X","X","X","X","X","X","X","X","X","X","X","X","X","X","X","X","X","X","O","O","X","X","X"]
["Real-time grayscale 4D","Real-time grayscale 4D","V30066","实时灰阶四维",null,"X","X","X","X","X","X","X","X","X","X","X","X","X","X","X","X","X","X","X","X","X","X","X","X","X","X","O","O","X","X","X"]
["4D Volume/sec (65 angle)",null,null,"四维帧频"]
["Tomographic display (Mcut)","Tomographic display (Mcut)","V30067","超声断层成像",null,"O","O","O","X","X","X","O","O","O","X","O","O","O","O","X","X","X","O","O","O","O","O","O","O","X","X","O","O","X","X","X"]
["Rendering algorithms",null,null,"渲染方式"]
["- maximum, minimum, XΔRay",null,null," 最大、最小、X光显影模式",null,"X","X","X","X","X","X","X","X","X","X","X","X","X","X","X","X","X","X","X","X","X","X","X","X","X","X","X","X","X","X","X"]
["- surface, smooth",null,null,"表面模式、平滑模式",null,"X","X","X","X","X","X","X","X","X","X","X","X","X","X","X","X","X","X","X","X","X","X","X","X","X","X","X","X","X","X","X"]
["Parameter adjustable after freeze",{"$nulls":4},"X","X","X","X","X","X","X","X","X","X","X","X","X","X","X","X","X","X","X","X","X","X","X","X","X","X","X","X","X","X","X"]
["HQ (High Quality) 3D/4D","HQ3D&HQ4D","V30035","羊膜腔镜成像技术",null,"X","X","X","X","X","X","X","X","X","X","X","X","X","X","X","X","X","X","X","X","X","X","X","X","O","O","O","O","O","O","O"]
["Spatio Temporal Image Correlation (STIC)",null,"V30037","时间空间相关成像",null,"-","-","-","-","-","-","-","-","-","-","-","-","-","-","Δ","Δ","Δ","-","-","-","-","Δ","Δ","Δ","Δ","-","-","-","-","-","-"]
["Spatio Temporal Image Correlation (STIC)","Spatio Temporal Image Correlation (STIC)","V30787","时间空间相关成像",null,"Δ","Δ","Δ","O","Δ","Δ","Δ","Δ","Δ","O","Δ","Δ","Δ","Δ","Δ","Δ","Δ","Δ","Δ","Δ","Δ","Δ","Δ","Δ","O","-","-","-","-","-","-"]
["Auto NT","Auto NT","V30040","自动颈项透明层测量",null,"O","O","O","X","X","X","O","O","O","X","O","O","O","O","O","O","O","O","O","O","O","O","O","O","O","O","X","X","O","O","O"]
["Auto IT measure","Auto IT","V30503","自动IT(颅内透明层)测量",null,"O","O","O","X","X","X","O","O","O","X","O","O","O","O","O","O","O","O","O","O","O","O","O","O","O","O","X","X","O","O","O"]
["Inversion mode","Inversion mode","V30057","灰阶反转模式",null,"O","O","O","X","X","X","O","O","O","X","O","O","O","O","X","X","X","O","O","O","O","X","X","X","X","X","O","O","X","X","X"]
["Magic cut","Magic cut","V30058","魔术刀",null,"X","X","X","X","X","X","O","O","O","X","O","O","O","O","O","O","O","O","O","O","O","O","O","O","X","X","O","O","X","X","X"]
["Smart touch panel 3D/4D operation","Smart touch panel 3D/4D operation","V30059","智能三维/四维触摸屏操作模式",null,"X","X","X","X","X","X","X","X","X","X","X","X","X","X","X","X","X","X","X","X","X","X","X","X","X","X","O","O","X","X","X"]
["Free view","Free view","V30060","容积超声断层成像",null,"O","O","O","O","O","O","X","X","X","O","O","O","O","O","O","O","O","O","O","O","O","O","O","O","X","X","O","O","X","X","X"]
["Smart 3D Volume Calculation","Smart 3D Volume Calculation","V30177","智能三维容积计算",null,"O","O","O","O","O","O","O","O","O","O","O","O","O","O","O","O","O","O","O","O","O","O","O","O","O","O","O","O","O","O","O"]
["Free 3D","Free 3D","V30178","自由臂3D",null,"X","X","X","O","O","O","O","O","O","O","X","X","X","X","O","O","O","O","O","O","O","O","O","O","X","X","X","X","O","O","O"]
["3D auto follicle","Follicle 3D","V30213","三维卵泡自动测量",null,"O","O","O","O","O","O","O","O","O","O","O","O","O","O","O","O","O","O","O","O","O","O","O","O","O","O","O","O","O","O","O"]
["4D HQ Silhouette mode","HQSilhouette","V30358","HQ剪影模式",null,"X","X","X","O","O","O","X","X","X","O","X","X","X","X","O","O","O","O","O","O","O","O","O","O","O","O","O","O","O","O","O"]
["Export 3D data for 3D printer","Export 3D data for 3D printer","V30504","导出3D打印数据",null,"O","O","O","O","O","O","O","O","O","O","O","O","O","O","O","O","O","O","O","O","O","O","O","O","X","X","O","O","X","X","X"]
["Auto Levator Ani","Auto Levator Hiatus","V30505","3D盆底肛提肌裂孔自动测量",null,"O","O","O","O","O","O","O","O","O","O","O","O","O","O","O","O","O","O","O","O","O","O","O","O","O","O","Δ","Δ","X","X","X"]
["3D Smart Face","3D Smart Face","V30506","智能胎儿面部成像",null,"O","O","O","O","O","O","O","O","O","O","O","O","O","O","O","O","O","O","O","O","O","O","O","O","X","X","O","O","X","X","X"]
["VNavIn 3D","Endoscope3D","V30552","超声3D内视渲染技术",null,"O","O","O","O","O","O","O","O","O","O","O","O","O","O","O","O","O","O","O","O","O","O","O","O","O","O","O","O","O","O","O"]
["Light Lab","SupportMultiLight","V30628","Light Lab胎儿多光源渲染成像",null,"O","O","O","O","O","O","O","O","O","O","-","-","-","-","O","-","-","-","-","-","-","O","-","-","O","O","O","O","-","-","-"]
["Color 3D","Color 3D","V30723","三维焕流成像",null,"O","O","O","O","O","O","O","O","O","O","-","-","-","-","O","-","-","-","-","-","-","O","-","-","O","O","O","O","-","-","-"]
["Niche View\n","Niche 3D\n","V30439","壁龛成像",null,"X","X","X","X","X","X","X","X","X","X","X","X","X","X","X","X","X","X","X","X","X","X","X","X","X","X","X","X","X","X","X"]
[]
["General Specification"]
["RF platform",null,null,"RF元数据平台",null,"X","X","X","X","X","X","X","X","X","X","X","X","X","X","X","X","X","X","X","X","X","X","X","X","X","X","X","X","X","X","X"]
["Cineloop",null,null,"电影回放",null,"1500\"/30000 frame","1500\"/30000 frame","1500\"/30000 frame","1500\"/30000 frame","1500\"/30000 frame","1500\"/30000 frame","1500\"/30000 frame","1500\"/30000 frame","1500\"/30000 frame","1500\"/30000 frame","1500\"/30000 frame","1500\"/30000 frame","1500\"/30000 frame","1500\"/30000 frame","1500\"/30000 frame","1500\"/30000 frame","1500\"/30000 frame","1500\"/30000 frame","1500\"/30000 frame","1500\"/30000 frame","1500\"/30000 frame","1500\"/30000 frame","1500\"/30000 frame","1500\"/30000 frame"," 1500 second"," 1500 second"," 1500 second"," 1500 second"," 1000 second"," 1000 second"," 1000 second"]
["SSD for R",{"$nulls":4},"500G","500G","500G","500G","500G","500G","500G","500G","500G","500G","500G","500G","500G","500G","500G","500G","500G","500G","500G","500G","500G","500G","500G","500G","-","-","-","-","-","-","-"]
["SSD for V10",{"$nulls":4},"-","-","-","-","-","-","-","-","-","-","-","-","-","-","-","-","-","-","-","-","-","-","-","-","512G","512G","512G","512G","512G","512G","512G"]
["Memory size",null,null,"内存",null,"8G","8G","8G","8G","8G","8G","8G","8G","8G","8G","8G","8G","8G","8G","8G","8G","8G","8G","8G","8G","8G","8G","8G","8G","8G","8G","8G","8G","8G","8G","8G"]
["HDD",null,null,"硬盘",null,"O","O","O","O","O","O","O","O","O","O","O","O","O","O","O","O","O","O","O","O","O","O","O","O","-","-","-","-","-","-","-"]
["Monitor size",null,null,"显示器",null,"23.8\"","23.8\"","23.8\"","23.8\"","23.8\"","23.8\"","21.5\"","21.5\"","21.5\"","21.5\"","23.8\"","23.8\"","23.8\"","23.8\"","23.8\"","23.8\"","23.8\"","21.5\"","21.5\"","21.5\"","21.5\"","21.5\"","21.5\"","21.5\"","15.6\"","15.6\"","15.6\"","15.6\"","15.6\"","15.6\"","15.6\""]
["Touch panel ",null,null,"触摸屏操作",null,"15.6\"","15.6\"","15.6\"","15.6\"","15.6\"","15.6\"","13.3\"","13.3\"","13.3\"","13.3\"","13.3\"","13.3\"","13.3\"","13.3\"","15.6\"","15.6\"","15.6\"","13.3\"","13.3\"","13.3\"","13.3\"","13.3\"","13.3\"","13.3\"","8\"","8\"","8\"","8\"","8\"","8\"","8\""]
["Probe port",null,null,"选配探头接口",null,"-","-","-","-","-","-","-","-","-","-","-","-","-","-","-","-","-","-","-","-","-","-","-","-","-","-","-","-","-","-","-"]
[null,null,null,"标配探头接口",null,5,5,5,5,5,5,"4+1","4+1","4+1","4+1",5,5,5,5,"4+1","4+1","4+1","4+1","4+1","4+1","4+1","4+1","4+1","4+1","in the cart","in the cart","in the cart","in the cart","in the cart","in the cart","in the cart"]
["Integrated DVDRW ",null,null,"可读写DVD",null,"X","X","X","X","X","X","X","X","X","X","X","X","X","X","X","X","X","X","X","X","X","X","X","X","-","-","-","-","-","-","-"]
["B/W video printer slot",null,null,"黑白打印机安装槽",null,"X","X","X","X","X","X","X","X","X","X","X","X","X","X","X","X","X","X","X","X","X","X","X","X","in the cart","in the cart","in the cart","in the cart","in the cart","in the cart","in the cart"]
["Patient database",null,null,"病人数据",null,"X","X","X","X","X","X","X","X","X","X","X","X","X","X","X","X","X","X","X","X","X","X","X","X","X","X","X","X","X","X","X"]
["Quick store",null,null,"USB快速存储",null,"X","X","X","X","X","X","X","X","X","X","X","X","X","X","X","X","X","X","X","X","X","X","X","X","X","X","X","X","X","X","X"]
["Network storage and printing",null,null,"网络存储与网络打印",null,"X","X","X","X","X","X","X","X","X","X","X","X","X","X","X","X","X","X","X","X","X","X","X","X","X","X","X","X","X","X","X"]
["Auto trace in PW/CW",null,null,"多普勒频谱自动包络",null,"X","X","X","X","X","X","X","X","X","X","X","X","X","X","X","X","X","X","X","X","X","X","X","X","X","X","X","X","X","X","X"]
["Vascular calculations",null,null,"血管测量包",null,"X","X","X","X","X","X","X","X","X","X","X","X","X","X","X","X","X","X","X","X","X","X","X","X","X","X","X","X","X","X","X"]
["Cardiac calculations",null,null,"心脏测量包",null,"X","X","X","X","X","X","X","X","X","X","X","X","X","X","X","X","X","X","X","X","X","X","X","X","X","X","X","X","X","X","X"]
["OB calculations and tables",null,null,"产科计算包及胎儿生长曲线表",null,"X","X","X","X","X","X","X","X","X","X","X","X","X","X","X","X","X","X","X","X","X","X","X","X","X","X","X","X","X","X","X"]
["Gynecological calculations",null,null,"妇科计算包",null,"X","X","X","X","X","X","X","X","X","X","X","X","X","X","X","X","X","X","X","X","X","X","X","X","X","X","X","X","X","X","X"]
["Urological calculations",null,null,"泌尿科计算包",null,"X","X","X","X","X","X","X","X","X","X","X","X","X","X","X","X","X","X","X","X","X","X","X","X","X","X","X","X","X","X","X"]
["Renal calculations",null,null,"肾脏计算包",null,"X","X","X","X","X","X","X","X","X","X","X","X","X","X","X","X","X","X","X","X","X","X","X","X","X","X","X","X","X","X","X"]
["Volume calculations",null,null,"容积计算",null,"X","X","X","X","X","X","X","X","X","X","X","X","X","X","X","X","X","X","X","X","X","X","X","X","X","X","X","X","X","X","X"]
["WIFI adapter for console",null,"V30558","无线适配器",null,"O","O","O","O","O","O","O","O","O","O","O","O","O","O","O","O","O","O","O","O","O","O","O","O","-","-","-","-","-","-","-"]
["WIFI adapter for portable",null,"V30115","便携超无线适配器",null,"-","-","-","-","-","-","-","-","-","-","-","-","-","-","-","-","-","-","-","-","-","-","-","-","O","O","O","O","O","O","O"]
["LAN",null,null,"网络连接",null,"X","X","X","X","X","X","X","X","X","X","X","X","X","X","X","X","X","X","X","X","X","X","X","X","X","X","X","X","X","X","X"]
["VGuide","EzonoNgs","V30214","微磁引导",null,"-","-","-","-","-","-","-","-","-","-","-","-","-","-","-","-","-","-","-","-","-","-","-","-","O","O","O","O","O","O","O"]
[]
["Ergonomics"]
["Articulating display",null,null,"自由显示臂",null,"X","X","X","X","X","X","X","X","X","X","X","X","X","X","X","X","X","X","X","X","X","X","X","X","-","-","-","-","-","-","-"]
["Display up/down",null,null,"显示器上下升降",null,"X","X","X","X","X","X","X","X","X","X","X","X","X","X","X","X","X","X","X","X","X","X","X","X","-","-","-","-","-","-","-"]
["operation panel up/down",null,null,"操作平台上下移动",null,"X","X","X","X","X","X","X","X","X","X","X","X","X","X","X","X","X","X","X","X","X","X","X","X","cart","cart","cart","cart","cart","cart","cart"]
["operation panel Swivel",null,null,"操作平台左右移动",null,"±45°","±45°","±45°","±45°","±45°","±45°","±45°","±45°","±45°","±45°","±45°","±45°","±45°","±45°","±45°","±45°","±45°","±45°","±45°","±45°","±45°","±45°","±45°","±45°","-","-","-","-","-","-","-"]
["Operation panel FrontΔback adjustment",null,null,"操作平台前后移动",null,"X","X","X","X","X","X","X","X","X","X","X","X","X","X","X","X","X","X","X","X","X","X","X","X","-","-","-","-","-","-","-"]
["Touch Screen angle adjust",null,null,"触摸屏角度可调",null,"45°-90°","45°-90°","45°-90°","45°-90°","45°-90°","45°-90°","45°-90°","45°-90°","45°-90°","45°-90°","45°-90°","45°-90°","45°-90°","45°-90°","45°-90°","45°-90°","45°-90°","45°-90°","45°-90°","45°-90°","45°-90°","45°-90°","45°-90°","45°-90°","-","-","-","-","-","-","-"]
["Gel warmer",null,null,"耦合剂加温器",null,"X","X","X","X","X","X","X","X","X","X","O","O","O","O","O","O","O","O","O","O","O","O","O","O","O as separate peripheral","O as separate peripheral","O as separate peripheral","-","O as separated peripheral","O as separated peripheral","O as separated peripheral"]
["内置电池",{"$nulls":4},"O\n1.5h","O\n1.5h","O\n1.5h","O","O","O","O","O","O","O","O","O","O","O","O","O","O","O","O","O","O","O","O","O","-","-","-","-","-","-","-"]
["Foot rest",null,null,"踏脚装置",null,"-","-","-","-","-","-","-","-","-","-","-","-","-","-","-","-","-","-","-","-","-","-","-","-","-","-","-","-","-","-","-"]
["Foot switch",null,null,"集成式脚踏开关",null,"-","-","-","-","-","-","-","-","-","-","-","-","-","-","-","-","-","-","-","-","-","-","-","-","-","-","-","-","-","-","-"]
["USB single button foot switch software (need to buy foot switch separately)",null,null,"USB单踏脚踏开关(需另外购买开关）",null,"-","-","-","-","-","-","-","-","-","-","-","-","-","-","-","-","-","-","-","-","-","-","-","-","-","-","-","-","-","-","-"]
["USB double button foot switch software (need to buy foot switch separately)",null,null,"USB双踏脚踏开关(需另外购买开关）",null,"O","O","O","O","O","O","O","O","O","O","O","O","O","O","O","O","O","O","O","O","O","O","O","O","O","O","O","O","O","O","O"]
["USB video acquisition card for video output",null,null,"中安USB视频采集卡（US2000视频采集盒）",null,"O","O","O","O","O","O","O","O","O","O","O","O","O","O","O","O","O","O","O","O","O","O","O","O","O","O","O","O","O","O","O"]
["battery discharge time",{"$nulls":4},"-","-","-","1h","1h","1h","1h","1h","1h","1h","1h","1h","1h","1h","1h","1h","1h","1h","1h","1h","1h","1h","1h","1h","1 hour","1 hour","1 hour","1 hour","1 hour","1 hour","1 hour"]
["battery charge time(fast/normal)",{"$nulls":4},"-","-","-","小于4h","小于4h","小于4h","小于4h","小于4h","小于4h","小于4h","小于4h","小于4h","小于4h","小于4h","小于4h","小于4h","小于4h","小于4h","小于4h","小于4h","小于4h","小于4h","小于4h","小于4h","2.5h/4h","2.5h/4h","2.5h/4h","2.5h/4h","2.5h/4h","2.5h/4h","2.5h/4h"]
["battery package/UPS",{"$nulls":4},"-","-","-","-","-","-","-","-","-","-","-","-","-","-","-","-","-","-","-","-","-","-","-","-","in the cart, O","in the cart, O","in the cart, O","in the cart, O","in the cart, O","in the cart, O","in the cart, O"]
["OR键盘托架组件",null,"V30510",null,null,"-","-","-","-","-","-","-","-","-","-","-","-","-","-","-","-","-","-","-","-","-","-","-","-","-","-","-","-","-","-","-"]
["新键盘托架组件（除60和86系列的其它大机器和CART-F/S/L）",null,"V30566",null,null,"O","O","O","O","O","O","O","O","O","O","O","O","O","O","O","O","O","O","O","O","O","O","O","O","O","O","O","O","O","O","O"]
["ECG for 60/86/R700系列（第三代ECG）",null,"V30637/V30638","心电图（2000351/2000352）",null,"O","O","O","O","O","O","O","O","O","O","-","-","-","-","-","-","-","-","-","-","-","-","-","-","-","-","-","-","-","-","-"]
["ECG for R500/R300系列（第二代ECG）",null,"V30517/V30516","心电图（2000267/2000266）",null,"-","-","-","-","-","-","-","-","-","-","O","O","O","O","O","O","O","O","O","O","O","O","O","O","-","-","-","-","-","-","-"]
["ECG for portable",null,"V30163/V30116","心电图（1000329/1000379）",null,"-","-","-","-","-","-","-","-","-","-","-","-","-","-","-","-","-","-","-","-","-","-","-","-","-","-","-","-","-","-","-"]
["CAMPH_ECG组件（V10 series）",null,"V30684/V30704","心电图（1001120/1001277）",null,"-","-","-","-","-","-","-","-","-","-","-","-","-","-","-","-","-","-","-","-","-","-","-","-","O","O","O","O","O","O","O"]
["ECG for E20",null,"V30528/V30529","心电图（1000360-2/1000761-2）",null,"-","-","-","-","-","-","-","-","-","-","-","-","-","-","-","-","-","-","-","-","-","-","-","-","-","-","-","-","-","-","-"]
["外置导声胶加热器",null,"V10047","外置导声胶加热器",null,"O","O","O","O","O","O","O","O","O","O","O","O","O","O","O","O","O","O","O","O","O","O","O","O","O","O","O","O","O","O","O"]
["R系列加热杯套件",null,"V30776","R系列加热杯套件",null,"X","X","X","X","X","X","X","X","X","X","O","O","O","O","O","O","O","O","O","O","O","O","O","O","-","-","-","-","-","-","-"]
["空化探头支架",null,"V30311",null,null,"-","-","-","-","-","-","-","-","-","-","-","-","-","-","-","-","-","-","-","-","-","-","-","-","-","-","-","-","-","-","-"]
["USB audio adapter",null,"V30341","USB 外置声卡 海备思HAGIBIS",null,"-","-","-","-","-","-","-","-","-","-","-","-","-","-","-","-","-","-","-","-","-","-","-","-","Δ","Δ","Δ","Δ","Δ","Δ","Δ"]
["E20 UPS支架套件",null,"V30365",null,null,"-","-","-","-","-","-","-","-","-","-","-","-","-","-","-","-","-","-","-","-","-","-","-","-","-","-","-","-","-","-","-"]
["G55 UPS支架套件",null,"V30366",null,null,"O","O","O","O","O","O","O","O","O","O","O","O","O","O","O","O","O","O","O","O","O","O","O","O","-","-","-","-","-","-","-"]
["DVI to HDMI cable for trolley &TOONA_50cm",null,"V30424","DVI转HDMI视频输出线-50cm",null,"-","-","-","-","-","-","-","-","-","-","-","-","-","-","-","-","-","-","-","-","-","-","-","-","-","-","-","-","-","-","-"]
["HDMI port adapter ",null,"V30425","DVI转HDMI转接头",null,"X","X","X","X","X","X","X","X","X","X","X","X","X","X","X","X","X","X","X","X","X","X","X","X","-","-","-","-","-","-","-"]
[]
["I/O and peripherals"]
["Portable keyboard dust film(Minimum package quantity 10pcs,10pcs/Bag)","Portable keyboard dust film","V30422",null,null,"-","-","-","-","-","-","-","-","-","-","-","-","-","-","-","-","-","-","-","-","-","-","-","-","X","X","X","X","X","X","X"]
["Bluetooth adapter","Bluetooth adapter","V30082",null,null,"O","O","O","O","O","O","O","O","O","O","O","O","O","O","O","O","O","O","O","O","O","O","O","O","O","O","O","O","O","O","O"]
["USB DVDRW ",{"$nulls":28},"O","O","O","O","O","O","O"]
["USB port",{"$nulls":28},"2 USB3.0\n1 type-C","2 USB3.0\n1 type-C","2 USB3.0\n1 type-C","2 USB3.0\n1 type-C","2 USB3.0\n1 type-C","2 USB3.0\n1 type-C","2 USB3.0\n1 type-C"]
["Display Port",{"$nulls":28},"X","X","X","X","X","X","X"]
["Simple CART","CART-S","V30520",{"$nulls":26},"-","-","-","-","-","-","-"]
["Simple CART","CART-S 新","V10854",{"$nulls":26},"O","O","O","O","O","O","O"]
["Simple CART","CART-L 新","V10852",{"$nulls":26},"O","O","O","O","O","O","O"]
["2 extended probe ports",{"$nulls":28},"O","O","O","O","O","O","O"]
["3 extended probe ports",{"$nulls":28},"O","O","O","O","O","O","O"]
["3 probe holder",{"$nulls":28},"X","X","X","X","X","X","X"]
["Cart with battery and 3 probe ports","CART-F","V30519",{"$nulls":26},"-","-","-","-","-","-","-"]
["Cart with battery and 3 probe ports","CART-F新","V10853",{"$nulls":26},"O","O","O","O","O","O","O"]
["USB B/W graphic printer slot",{"$nulls":28},"X","X","X","X","X","X","X"]
["S-video port, DVI port, VGA port ",null,"V30206",{"$nulls":26},"O","O","O","O","O","O","O"]
["Peripherals"]
[" 4 USB ports",{"$nulls":28},"O","O","O","O","O","O","O"]
["Power suit ",{"$nulls":28},"O","O","O","O","O","O","O"]
["locking mechanism",{"$nulls":28},"X","X","X","X","X","X","X"]
["Up/down mechanism (>150mm)",{"$nulls":28},"X","X","X","X","X","X","X"]
["Battery pack (>4 hours working time)",{"$nulls":28},"O","O","O","O","O","O","O"]
["portable独立包装电池",null,"V30148",{"$nulls":26},"-","-","-","-","-","-","-"]
["V9BAT",null," V30709 ",null,null,"O","O","O","O","O","O","O","O","O","O","O","O","O","O","O","O","O","O","O","O","O","O","O","O","O","O","O","O","O","O","O"]
["CART 电池包组件",null,"V30155",{"$nulls":26},"O","O","O","O","O","O","O"]
["CART电源面板组件",null,"V30156",{"$nulls":26},"O","O","O","O","O","O","O"]
["CART视频转换组件（停用）",null,"V30208",{"$nulls":26},"O","O","O","O","O","O","O"]
["CART USB HUB组件",null,"V30158",{"$nulls":26},"O","O","O","O","O","O","O"]
["portable 箱包组件",null,"V30147",{"$nulls":26},"O","O","O","O","O","O","O"]
["Two probe ports box ",null,"V30153",{"$nulls":26},"O","O","O","O","O","O","O"]
["Three probe ports box ",null,"V30152",{"$nulls":26},"O","O","O","O","O","O","O"]
["R系列电池板组件",null,"V30652",null,null,"O","O","O","O","O","O","O","O","O","O","O","O","O","O","O","O","O","O","O","O","O","O","O","O","-","-","-","-","-","-","-"]
[]
[]
["Probes","Product-ProbeSpecification","Δ：Optional（注册了但是不想卖）\n#：    Additional(未注册)\n-/tt:   Hidden(工程上或者市场不开放)\nO:     Standard(停售了)\nX:     Standard","成品探头IPN\n（选型系统）","裸探头IPN\n（标签上IPN）"]
["S1-8C(192)","S1-8C","V20020",1000182,1000142,"-","-","-","-","-","-","-","-","-","-","-","-","-","-","-","-","-","-","-","-","-","-","-","-","-","-","-","-","-","-","-"]
["S1-8CM（192，MUX）","S1-8CM","V20062","1001284","1001283","X","X","X","X","X","X","X","X","X","X","-","-","-","-","-","-","-","-","-","-","-","-","-","-","X","X","X","X","X","X","X"]
["S2-9C(128)","S2-9CE","V20036",1000274,1000241,"X","X","X","X","Δ","Δ","X","X","X","X","X","X","X","X","X","X","X","X","X","X","X","X","X","X","X","-","X","X","X","X","X"]
["S1-9C","S1-9C","V20059",1000409,1000408,"-","-","-","-","-","-","-","-","-","-","-","-","-","-","-","-","-","-","-","-","-","-","-","-","-","-","-","-","-","-","-"]
["X2-6C(192, mux)","X2-6C","V20002",1000164,1000043,"X","X","X","X","X","X","X","X","X","X","X","X","X","X","X","X","X","X","X","X","X","X","X","X","X","X","X","X","X","X","X"]
["G2-5C(128)","G2-5C","V20001",1000163,1000039,"X","X","X","X","Δ","Δ","X","X","X","X","X","X","X","X","X","X","X","X","X","X","X","X","X","X","Δ","-","Δ","Δ","Δ","Δ","Δ"]
["F2-5C(128)","F2-5C","V20015",1000177,1000067,"X","X","X","-","-","-","X","X","X","-","X","X","X","X","X","X","X","X","X","X","X","X","X","X","-","-","Δ","Δ","Δ","Δ","Δ"]
["F2-5CE(128)","F2-5CE","V20021",1000272,1000239,"#","#","#","-","-","-","-","-","-","-","#","#","#","#","#","#","#","-","-","-","-","-","-","-","-","-","-","-","-","-","-"]
["F2-5C","F2-5CP","V20063",1000530,1000529,"Δ","Δ","Δ","Δ","Δ","Δ","-","-","-","Δ","X","X","X","X","X","X","X","X","X","X","X","X","X","X","X","X","Δ","Δ","Δ","Δ","Δ"]
["B2-6C(128)","B2-6C","V20037",1000481,1000480,"Δ","Δ","Δ","X","Δ","Δ","Δ","Δ","Δ","X","Δ","Δ","Δ","Δ","Δ","Δ","Δ","Δ","Δ","Δ","-","Δ","Δ","Δ","X","X","X","X","-","X","X"]
["D2-6C（128）","D2-6C","V20065",1000946,1000945,"X","X","X","X","X","X","X","X","X","X","X","X","X","X","X","X","X","X","X","X","X","X","X","X","X","X","X","X","X","X","X"]
["D2-7C","D2-7C",null,1000894,1000893,"Δ","-","Δ","Δ","Δ","Δ","Δ","-","Δ","Δ","-","-","-","-","-","-","-","-","-","-","-","-","-","-","X","-","X","X","X","X","X"]
["D3-6C(128)停售","D3-6C","V20003",1000165,1000046,"-","-","-","-","-","-","-","-","-","-","X","X","X","X","X","X","X","-","-","-","-","-","-","-","-","-","-","-","-","-","-"]
["D3-6C(128)","D3-6CM","V20066",1001062,1001061,"X","X","X","X","Δ","Δ","X","X","X","X","X","X","X","X","X","X","X","X","X","X","X","X","X","X","Δ","Δ","Δ","Δ","Δ","Δ","Δ"]
["D3-6CX(128)停售","D3-6CX","V20004",1000166,1000065,"-","-","-","-","-","-","-","-","-","-","X","X","X","X","X","X","X","-","-","-","-","-","-","-","-","-","-","-","-","-","-"]
["D3-6CX(128)停售","D3-6CY","V20004",1000502,1000501,"-","-","-","-","-","-","-","-","-","-","X","X","X","X","X","X","X","X","X","X","X","X","X","X","-","-","-","-","-","-","-"]
["D3-6CP","D3-6CP",null,1000426,1000425,"-","-","-","-","-","-","-","-","-","-","-","-","-","-","-","-","-","-","-","-","-","-","-","-","-","-","-","-","-","-","-"]
["D3-6CE","D3-6CE","V20027",1000271,1000238,"-","-","-","-","-","-","-","-","-","-","#","#","#","#","#","#","#","-","-","-","-","-","-","-","-","-","-","-","-","-","-"]
["G4-9E(128)停售","G4-9E","V20005",1000167,1000041,"-","-","-","-","-","-","-","-","-","-","X","X","X","X","X","X","X","#","#","#","#","#","#","#","-","-","-","-","-","-","-"]
["G4-9E(128)","G4-9EP","V20005",1000313,1000311,"X","X","X","X","X","X","X","X","X","X","X","X","X","X","X","X","X","X","X","X","X","X","X","X","X","Δ","X","X","X","X","X"]
["G4-9E(192, mux)停售","G4-9ES","V20032",1000407,1000405,"-","-","-","-","-","-","-","-","-","-","X","X","X","X","X","X","X","#","#","#","#","#","#","#","-","-","-","-","-","-","-"]
["X4-9E(192, mux)直柄","X4-9EL","V20049",1000805,1000804,"X","X","X","X","X","X","X","X","X","X","X","X","X","X","X","X","X","X","X","X","X","X","X","X","X","X","X","X","X","X","X"]
["X4-9E(192, mux)","X4-9E","V20032",1000524,1000523,"X","X","X","X","X","X","X","X","X","X","X","X","X","X","X","X","X","X","X","X","X","X","X","X","X","X","X","X","X","X","X"]
["X4-9E(192, mux)直柄","X4-9EL2","V20049",1001388,1001388,"X","X","X","X","X","X","X","X","X","X","X","X","X","X","X","X","X","X","X","X","X","X","X","X","X","X","X","X","X","X","X"]
["X4-9E(192, mux)","X4-9E2","V20032",1001387,1001387,"X","X","X","X","X","X","X","X","X","X","X","X","X","X","X","X","X","X","X","X","X","X","X","X","X","X","X","X","X","X","X"]
["D4-9E(128)停售","D4-9E","V20006",1000168,1000049,"-","-","-","-","-","-","-","-","-","-","X","X","X","X","X","X","X","X","X","X","X","X","X","X","-","-","-","-","-","-","-"]
["D4-9E(148, mux)","D4-9EP","V20006",1000346,1000345,"X","X","X","X","Δ","Δ","X","X","X","X","X","X","X","X","X","X","X","X","X","X","X","X","X","X","X","Δ","X","X","X","X","X"]
["F4-9E(128)停售","F4-9E","V20016",1000178,1000068,"-","-","-","-","-","-","-","-","-","-","X","X","X","X","X","X","X","X","X","X","X","X","X","X","-","-","-","-","-","-","-"]
["F4-9E(128)","F4-9ES","V20033",1000432,1000431,"-","-","-","-","-","-","-","-","-","-","X","X","X","X","X","X","X","X","X","X","X","X","X","X","-","-","X","X","X","X","X"]
["F4-9E(128)","F4-9EV","V20064",1000784,1000783,"X","X","X","X","X","X","X","X","X","X","X","X","X","X","X","X","X","X","X","X","X","X","X","X","X","-","Δ","Δ","Δ","Δ","Δ"]
["G3-9M(128)","G3-9M","V20039",1000521,1000520,"X","X","X","X","Δ","Δ","X","X","X","X","X","X","X","X","X","X","X","X","X","X","X","X","X","X","X","-","X","X","X","X","X"]
["G3-9M","G3-9MV","V20068",1001380,1001380,"X","X","X","X","Δ","Δ","X","X","X","X","-","-","-","-","-","-","-","-","-","-","-","-","-","-","X","X","X","X","X","X","X"]
["G4-9M(128)","G4-9M","V20007",1000169,1000047,"X","X","X","X","Δ","Δ","X","X","X","X","X","X","X","X","X","X","X","X","X","X","X","X","X","X","X","Δ","X","X","X","X","X"]
["X3-10L(192)","X3-10L","V20038",1000491,1000490,"-","-","-","-","-","-","-","-","-","-","X","X","X","X","X","X","X","X","X","X","X","X","X","X","X","-","X","X","X","X","X"]
["X3-10L(192)","X3-10LV","V20070",1001326,1001325,"X","X","X","X","X","X","X","X","X","X","X","X","X","X","X","X","X","X","X","X","X","X","X","X","X","X","X","X","X","X","X"]
["X4-12L(192, mux)","X4-12L","V20008",1000170,1000042,"X","X","X","X","X","X","X","X","X","X","X","X","X","X","X","X","X","X","X","X","X","X","X","X","X","X","X","X","X","X","X"]
["X6-16L(192, mux)","X6-16L","V20009",1000171,1000044,"X","X","X","X","X","X","X","X","X","X","X","X","X","X","X","X","X","X","X","X","X","X","X","X","X","X","X","X","X","X","X"]
["X6-16LG(NGS)(192, mux)","X6-16LG","V20034",1000434,1000433,"-","-","-","-","-","-","-","-","-","-","-","-","-","-","-","-","-","-","-","-","-","-","-","-","X","X","X","X","X","X","X"]
["U5-15L(256, mux)","U5-15L","V20010",1000172,1000045,"-","-","-","-","-","-","-","-","-","-","-","-","-","-","-","-","-","-","-","-","-","-","-","-","-","-","-","-","-","-","-"]
["U5-15LE(256, mux)","U5-15LE","V20011",1000173,1000101,"X","X","X","X","X","X","X","X","X","X","X","X","X","X","X","X","X","X","X","X","X","X","X","X","X","X","X","X","X","X","X"]
["I4-11T(128)","I4-11T","V20012",1000174,1000052,"Δ","-","Δ","Δ","Δ","Δ","Δ","-","Δ","Δ","Δ","Δ","Δ","-","-","-","-","-","-","-","-","-","-","-","X","-","-","X","X","X","X"]
["F4-12L(128)停产","F4-12L","V20017",1000179,1000069,"-","-","-","-","-","-","-","-","-","-","X","X","X","X","X","X","X","X","X","X","X","X","X","X","-","-","-","-","-","-","-"]
["F4-12L(128)","F4-12LV","V20058",1000742,1000741,"X","X","X","X","X","X","X","X","X","X","X","X","X","X","X","X","X","X","X","X","X","X","X","X","X","X","X","X","X","X","X"]
["F4-12L(128)","F4-12LV2","V20058",1001403,1001403,"X","X","X","X","X","X","X","X","X","X","X","X","X","X","X","X","X","X","X","X","X","X","X","X","X","X","X","X","X","X","X"]
["X10-23L (128)","X10-23L","V20022",1000276,1000249,"X","X","X","X","Δ","Δ","X","X","X","X","X","X","X","X","X","X","X","X","X","X","X","X","X","X","X","-","X","X","X","-","X"]
["X9-22L (192, mux)","X9-22L","V20023",1000273,1000240,"X","X","X","X","Δ","Δ","X","X","X","X","X","X","X","X","X","X","X","X","X","X","X","X","X","X","X","X","X","X","X","X","-"]
["I7-18L (Hock stick,128)","I7-18L","V20024",1000277,1000250,"X","-","X","X","Δ","Δ","X","-","X","X","-","-","-","X","X","X","X","-","-","-","X","X","X","X","X","X","X","-","X","X","X"]
["G1-4P(64)停售","G1-4P","V20013",1000175,1000040,"-","-","-","-","-","-","-","-","-","-","X","X","X","X","X","X","X","X","X","X","X","X","X","X","-","-","-","-","-","-","-"]
["G1-4P(64)停售","G1-4PS","V20013",1000381,1000375,"-","-","-","-","-","-","-","-","-","-","X","X","X","X","X","X","X","X","X","X","X","X","X","X","-","-","-","-","-","-","-"]
["G1-4P(64)停售","G1-4PX","V20013",1000406,1000404,"-","-","-","-","-","-","-","-","-","-","X","X","X","X","X","X","X","X","X","X","X","X","X","X","-","-","-","-","-","-","-"]
["G1-4P（64）","G1-4PV","V20052",1000744,1000743,"X","X","X","X","X","X","X","X","X","X","X","X","X","X","X","X","X","X","X","X","X","X","X","X","X","X","X","X","X","X","X"]
["S1-6P(64)海外在售","S1-6P","V20014",1000176,1000066,"-","-","-","-","-","-","-","-","-","-","-","-","-","-","-","-","-","-","-","-","-","-","-","-","-","-","-","-","-","-","-"]
["S1-6PS(64) （非CE国家）","S1-6PS","V20056",1001012,1001011,"-","-","-","Δ","Δ","Δ","-","-","-","Δ","X","X","X","X","X","X","X","X","X","X","X","X","X","X","-","-","-","-","-","-","-"]
["S1-6P(96)","S1-6PX","V20048",1000275,1000242,"X","X","X","X","X","X","X","X","X","X","-","-","-","-","-","-","-","-","-","-","-","-","-","-","X","X","X","X","X","X","X"]
["S1-6P","S1-6PV","V20061",1001206,1001080,"X","X","X","X","X","X","X","X","X","X","-","-","-","-","-","-","-","-","-","-","-","-","-","-","X","X","X","X","X","X","X"]
["G4-12LV(兽用经直肠探头,128)","G4-12LV","V20026",1000344,1000343,"-","-","-","-","-","-","-","-","-","-","-","-","-","-","-","-","-","-","-","-","-","-","-","-","-","-","-","-","-","-","-"]
["G3-10P(儿童心脏探头,64)","G3-10P","V20025",1000337,1000336,"-","-","-","X","Δ","Δ","-","-","-","X","X","X","X","X","X","X","X","X","X","X","X","X","X","X","-","-","-","-","-","-","-"]
["G3-10PX(儿童心脏探头,96)","G3-10PX","V20031",1000372,1000371,"X","X","X","X","X","X","X","X","X","X","-","-","-","-","-","-","-","-","-","-","-","-","-","-","X","X","X","X","X","X","X"]
["G3-8M(128)停售","G3-8M","V20028",1000390,1000376,"-","-","-","-","-","-","-","-","-","-","-","-","-","-","-","-","-","-","-","-","-","-","-","-","-","-","-","-","-","-","-"]
["G4-12P","G4-12PX","V20060",1001147,1001146,"X","X","X","X","X","X","X","X","X","X","-","-","-","-","-","-","-","-","-","-","-","-","-","-","X","X","-","-","-","-","-"]
["G4-12P(96)停产","G4-12P","V20035",1000500,1000499,"-","-","-","-","-","-","-","-","-","-","-","-","-","-","-","-","-","-","-","-","-","-","-","-","-","-","-","-","-","-","-"]
["BP4-9(128/128)","BP4-9C","V20053",1000438,1000437,"X","X","X","X","Δ","Δ","X","X","X","X","X","X","X","X","X","X","X","X","X","X","X","X","X","X","X","X","X","X","X","X","X"]
["G1-3R","G1-3R","V20071",1000752,1000751,"X","X","X","Δ","Δ","Δ","X","X","X","Δ","X","X","X","X","X","X","X","X","X","X","X","X","X","X","X","-","Δ","Δ","Δ","Δ","Δ"]
["E3-8T（限非CE）","E3-8T","V20057",1000734,1000733,"-","-","-","Δ","Δ","X","-","-","-","Δ","-","-","-","-","-","-","X","-","-","-","-","-","-","X","X","X","X","X","X","X","X"]
[]
["Biopsy guide",null,null,"IPN"]
["Biopsy guide S1-8C","可重复使用，适用于S1-8C，S1-8CM","V30143",3100128,null,"X","X","X","X","X","X","X","X","X","X","X","X","X","X","-","-","-","X","X","X","X","-","-","-","-","-","X","X","X","X","X"]
["Biopsy guide G2-5C","可重复使用","V30026",3100102,null,"X","X","X","X","Δ","Δ","X","X","X","X","X","X","X","X","X","X","X","X","X","X","X","X","X","X","X","-","X","X","X","X","X"]
["Biopsy guide F2-5C","可重复使用，适用于F2-5C，F2-5CE，A2-5C","V30141","3100096",null,"X","X","X","Δ","-","-","X","X","X","Δ","X","X","X","X","X","X","X","X","X","X","X","X","X","X","X","-","X","X","X","X","X"]
["Biopsy guide G4-9E Steel","可重复使用","V30030",3100101,null,"X","X","X","X","X","X","X","X","X","X","X","X","X","X","X","X","X","-","-","-","-","-","-","-","X","X","X","X","X","X","X"]
["Biopsy guide G4-9E Steel 21G","可重复使用","V30217",3100211,null,"X","X","X","X","X","X","X","X","X","X","X","X","X","X","X","X","X","-","-","-","-","-","-","-","X","X","X","X","X","X","X"]
["Biopsy guide G4-9E Steel 14G","可重复使用","V30362",3100250,null,"X","X","X","X","X","X","X","X","X","X","X","X","X","X","X","X","X","-","-","-","-","-","-","-","X","X","X","X","X","X","X"]
["Biopsy guide G4-9E Steel 17G","可重复使用","V30768",3100545,null,"X","X","X","X","X","X","X","X","X","X","X","X","X","X","X","X","X","-","-","-","-","-","-","-","X","X","X","X","X","X","X"]
["Biopsy guide F4-9E","可重复使用，适用于F4-9E,A4-9E","V30205",3100188,null,"X","X","X","-","-","-","X","X","X","-","X","X","X","X","X","X","X","X","X","X","X","X","X","X","Δ","-","X","X","X","X","X"]
["Biopsy guide X6-16L","可重复使用","V30028",3100093,null,"X","X","X","X","X","X","X","X","X","X","X","X","X","X","X","X","X","X","X","X","X","X","X","X","X","X","X","X","X","X","X"]
["Biopsy guide X4-12L","可重复使用","V30118",3100092,null,"X","X","X","X","X","X","X","X","X","X","X","X","X","X","X","X","X","X","X","X","X","X","X","X","X","X","X","X","X","X","X"]
["Biopsy guide F4-12L","可重复使用,适用于F4-12L，F4-12LV,A4-12L","V30142",3100130,null,"X","X","X","X","X","X","#","#","#","X","X","X","X","X","X","X","X","#","#","#","#","#","#","#","X","X","X","X","X","X","X"]
["Biopsy guide G1-4P","可重复使用，适用于G1-4P，A1-4P，G1-4PV","V30119",3100095,null,"X","X","X","X","X","X","X","X","X","X","X","X","X","X","X","X","X","X","X","X","X","X","X","X","X","X","X","X","X","X","X"]
["Biopsy guide S1-6P","可重复使用，适用于S1-6P，S1-6PS","V30120",3100094,null,"X","X","X","Δ","Δ","Δ","X","X","X","Δ","-","-","-","-","X","X","X","X","X","X","X","X","X","X","X","-","X","X","X","X","X"]
["Biopsy guide BP4-9","可重复使用","V30523",3100392,null,"X","X","X","X","Δ","Δ","X","X","X","X","X","X","X","X","X","X","X","X","X","X","X","X","X","X","Δ","X","X","X","X","X","X"]
["Biopsy guide X4-9E","可重复使用，适用于X4-9E,A4-9EV,F4-9EV","V30522",3100384,null,"X","X","X","X","X","X","X","X","X","X","X","X","X","X","X","X","X","X","X","X","X","X","X","X","X","X","X","X","X","X","X"]
["Biopsy guide S1-6PX","可重复使用","V30653",3100438,null,"X","X","X","-","-","-","X","X","X","-","-","-","-","-","-","-","-","-","-","-","-","-","-","-","-","-","-","-","-","-","-"]
["Biopsy guide X2-6C","可重复使用","V30654",3100454,null,"X","X","X","X","X","X","X","X","X","X","X","X","X","X","X","X","X","X","X","X","X","X","X","X","X","X","X","X","X","X","X"]
["Biopsy guide S2-9C","可重复使用","V30769","3100473",null,"X","X","X","X","Δ","Δ","X","X","X","X","X","X","X","X","X","X","X","X","X","X","X","X","X","X","X","X","X","X","X","X","X"]
["俄罗斯版穿刺架,G4-9E","可重复使用","V30475",1000883,null,"-","-","-","-","-","-","-","-","-","-","-","-","-","-","-","-","-","-","-","-","-","-","-","-","-","-","-","-","-","-","-"]
["俄罗斯版穿刺架,F4-12L","可重复使用","V30476",1000884,null,"-","-","-","-","-","-","-","-","-","-","-","-","-","-","-","-","-","-","-","-","-","-","-","-","-","-","-","-","-","-","-"]
["俄罗斯版穿刺架,F2-5C","可重复使用","V30477",1000885,null,"-","-","-","-","-","-","-","-","-","-","-","-","-","-","-","-","-","-","-","-","-","-","-","-","-","-","-","-","-","-","-"]
["一次性穿刺架，LEAPMED LPESE123","-","T10004",3100243,null,"-","-","-","-","-","-","-","-","-","-","-","-","-","-","-","-","-","-","-","-","-","-","-","-","-","-","-","-","-","-","-"]
["Biopsy guide S1-6PV","可重复使用","V30824",3100668,null,"X","X","X","X","X","X","X","X","X","X","-","-","-","-","-","-","-","-","-","-","-","-","-","-","X","X","X","X","X","X","X"]

{"sheet":"R&V10 series-China","index":4,"n_rows":322,"n_cols":37,"rows_kept":322,"cut":false,"hidden":false,"merged":[[148,0,149,0],[148,2,149,2]]}
["Suitable software verison： ",{"$nulls":4},"X  代表标配","- 代表不支持","Δ支持但隐藏","# 法规未注册","O 代表选配"]
[]
["红底：未注册机型/不发放",null,"ProductID",null,null,"R750","R730","R730","R710","R700","R700","R650","R630","R610","R600","R570","R550","R530","R510","R500","R370","R350","R330","R310","R300","VINNO 10E ","VINNO 10","VINNO 10","VINNO 10P","VINNO 10P","VINNO9E","VINNO9","VINNO9","VINNO 9P","VINNO 9P"]
["灰底：停用",{"$nulls":24},"V10674","V10673","V10673","V10675","V10675","V10671","V10670","V10670","V10672","V10672"]
[]
[{"$nulls":6},"目标版/最终版","1.40.10?",null,"目标版/最终版","1.40.10?"]
[]
[null,null,"Memo",null,null,"NLP","NLP","NLP","NLP","NLP","NLP","NLP","NLP","NLP","NLP","ARM","ARM","ARM","ARM","ARM","ARM","ARM","ARM","ARM","ARM","NLP","NLP","NLP","NLP","NLP","NLP","NLP","NLP","NLP","NLP"]
["Product ",null,"ProductDisplayName",null,null,"R750","R730","R730","R710","R700","R700","R650","R630","R610","R600","R570","R550","R530","R510","R500","R370","R350","R330","R310","R300","VINNO 10E ","VINNO 10","VINNO 10","VINNO 10P","VINNO 10P","VINNO 9E","VINNO 9","VINNO 9","VINNO 9P","VINNO 9P"]
[" 2D Imaging Features","Product-OptionalFeatures "]
["Channel count",null,null,"物理通道",null,"128x4","128x4","128x4","128x4","128x4","128x4","128x4","128x4","128x4","128x4","64x4","64x4","64x4","64x4","64x4(2 for CF)","64x4","64x4","64x4","64x4","64x4","128X12","128X12","128X12","128X12","128X12","128X12","128X12","128X12","128X12","128X12"]
["Frequency range",null,null,"主机频率响应",null,"25Mhz","25Mhz","25Mhz","25Mhz","25Mhz","25Mhz","25Mhz","25Mhz","25Mhz","25Mhz","25Mhz","25Mhz","25Mhz","25Mhz","25Mhz","25Mhz","25Mhz","25Mhz","25Mhz","25Mhz","25Mhz","25Mhz","25Mhz","25Mhz","25Mhz","25Mhz","25Mhz","25Mhz","25Mhz","25Mhz"]
["VFusion","VFusion",null,"复合超声成像",null,"X","X","X","X","X","X","X","X","X","X","X","X","X","X","X","X","X","X","X","X","X","X","X","X","X","X","X","X","X","X"]
["VSpeckle I ",null,"V30598","I型组织斑点噪声抑制 ",null,"-","-","-","-","-","-","-","-","-","-","-","-","-","-","-","-","-","-","-","-","-","-","-","-","-","-","-","-","-","-"]
["VSpeckle","Vspeckle1New","V30209","组织斑点噪声抑制 ",null,"X","X","X","X","X","X","X","X","X","X","X","X","X","X","X","X","X","X","X","X","X","X","X","X","X","X","X","X","X","X"]
["VTissue","VTissue","V30041","组织速度特征成像",null,"X","X","X","X","X","X","X","X","X","X","X","X","X","X","X","X","X","X","X","X","X","X","X","X","X","X","X","X","X","X"]
["Auto optimization","Auto optimization",null,"自动优化",null,"X","X","X","X","X","X","X","X","X","X","X","X","X","X","X","X","X","X","X","X","X","X","X","X","X","X","X","X","X","X"]
["Easy Compare","Easy Compare","V30063","记忆追踪对比技术",null,"X","X","X","X","X","X","X","X","X","X","X","X","X","X","X","X","X","X","X","X","X","X","X","X","X","X","X","X","X","X"]
["Duplex/Triplex 2D/Color/PW","Duplex/Triplex 2D/Color/PW","V30081","二同步/三同步图像显示",null,"X","X","X","X","X","X","X","X","X","X","X","X","X","X","X","X","X","X","X","X","X","X","X","X","X","X","X","X","X","X"]
["CWD","CWD","V30051","连续多普勒",null,"X","X","X","X","X","X","X","X","X","X","X","X","X","X","X","X","X","X","X","X","X","X","X","X","X","X","X","X","X","X"]
["CWD",null,"V30302","T-CWD套件",null,"-","-","-","-","-","-","-","-","-","-","-","-","-","-","-","-","-","-","-","-","-","-","-","-","-","-","-","-","-","-"]
["PWD","PW",null,"脉冲多普勒",null,"X","X","X","X","X","X","X","X","X","X","X","X","X","X","X","X","X","X","X","X","X","X","X","X","X","X","X","X","X","X"]
["Multi Doppler","MultiGatesPW","V30624","多门多普勒",null,"O","O","O","O","O","O","O","O","O","O","-","-","-","-","-","-","-","-","-","-","Δ","X","Δ","X","Δ","Δ","X","Δ","X","Δ"]
["RF based Zoom","ReadZoom","V30590","实时局部放大",null,"X","X","X","X","X","X","X","X","X","X","X","X","X","X","X","X","X","X","X","X","X","X","X","X","X","X","X","X","X","X"]
["FULL screen","FullScreen","V30310","全屏显示",null,"X","X","X","X","X","X","X","X","X","X","X","X","X","X","X","X","X","X","X","X","X","X","X","X","X","X","X","X","X","X"]
["Smart Touch Zoom","Smart Touch Zoom","V30175","图像触摸屏缩放操作模式",null,"Δ","Δ","Δ","Δ","Δ","Δ","Δ","Δ","Δ","Δ","Δ","Δ","Δ","Δ","Δ","Δ","Δ","Δ","Δ","Δ","Δ","Δ","Δ","Δ","Δ","Δ","Δ","Δ","Δ","Δ"]
["CFI function","CF",null,"彩色多普勒",null,"X","X","X","X","X","X","X","X","X","X","X","X","X","X","X","X","X","X","X","X","X","X","X","X","X","X","X","X","X","X"]
["advanced CFI","FlowNewAlgorithm",null,"高灵敏度彩色多普勒",null,"X","X","X","X","X","X","X","X","X","X","X","X","X","X","X","X","X","X","X","X","X","X","X","X","X","X","X","X","X","X"]
["PDI function","PDI",null,"能量多普勒",null,"X","X","X","X","X","X","X","X","X","X","X","X","X","X","X","X","X","X","X","X","X","X","X","X","X","X","X","X","X","X"]
["B+CF simultaneously ","B+CF simultaneously","V30064","灰阶与彩色双幅显示",null,"X","X","X","X","X","X","X","X","X","X","X","X","X","X","X","X","X","X","X","X","X","X","X","X","X","X","X","X","X","X"]
["CF Velocity Profile","CF Velocity Profile","V30179","血流速度分布图",null,"X","X","X","X","X","X","X","X","X","X","X","X","X","X","X","X","X","X","X","X","X","X","X","X","X","X","X","X","X","X"]
["TView ","TView","V30052","梯形成像",null,"X","X","X","X","X","X","X","X","X","X","X","X","X","X","X","X","X","X","X","X","X","X","X","X","X","X","X","X","X","X"]
["Pview","PView","V30031","宽景成像",null,"O","X","X","O","X","X","O","O","O","O","O","O","O","O","O","O","O","O","O","O","X","X","X","X","X","X","X","X","X","X"]
["Color M mode","Color M-mode","V30061","彩色M型",null,"X","X","X","X","X","X","X","X","X","X","X","X","X","X","X","X","X","X","X","X","X","X","X","X","X","X","X","X","X","X"]
["MAM (multi angle M mode)","Multi Angle M-mode with 360 degree rotation","V30021","全方位M型",null,"O","X","X","O","X","X","O","O","O","O","O","O","O","O","O","O","O","O","O","O","X","X","X","X","X","O","O","O","X","X"]
["Curve M Mode",null,"V30596","曲线解剖M型",null,"X","X","X","O","X","X","X","X","X","X","X","X","X","X","X","X","X","X","X","X","X","X","X","X","X","X","X","X","X","X"]
["Tissue Doppler (TD)","TD","V30065","组织多普勒",null,"X","X","X","X","X","X","O","O","O","O","O","O","O","O","O","O","O","O","O","O","X","X","X","X","X","X","X","X","X","X"]
["Tissue Velocity Imaging (TVI)","TVI","V30036","组织速度成像",null,"X","X","X","X","X","X","O","O","O","O","O","O","O","O","O","O","O","O","O","O","X","X","X","X","X","X","X","X","X","X"]
["Tissue Velocity M-mode (TVM)","Tissue Velocity M-mode (TVM)","V30039","组织速度M型",null,"X","X","X","X","X","X","O","O","O","O","O","O","O","O","O","O","O","O","O","O","X","X","X","X","X","O","O","O","O","O"]
["Tissue Power Imaging (TPI)","Tissue Power Imaging(TPI)","V30170","组织多普勒能量图",null,"Δ","Δ","Δ","Δ","Δ","Δ","Δ","Δ","Δ","Δ","Δ","Δ","Δ","Δ","Δ","Δ","Δ","Δ","Δ","Δ","Δ","Δ","Δ","Δ","Δ","Δ","Δ","Δ","Δ","Δ"]
["Auto IMT","Auto IMT","V30033","颈动脉内中膜自动测量",null,"X","X","X","X","X","X","O","O","O","O","O","O","X","X","X","O","O","O","O","O","X","X","X","X","X","X","X","X","X","X"]
["Auto EF","Auto EF","V30149","左心室射血分数自动测量包",null,"X","X","X","X","X","X","O","O","O","O","O","O","O","O","O","O","O","O","O","O","X","X","X","X","X","X","X","X","X","X"]
["Auto OB","Auto OB","V30171","产科自动测量",null,"X","X","X","X","X","X","X","X","X","X","X","X","X","X","X","X","X","X","X","X","X","X","X","O","O","O","X","X","O","O"]
["Auto Bladder","Auto Bladder","V30172","膀胱自动测量",null,"X","X","X","X","X","X","X","X","X","X","X","X","X","X","X","X","X","X","X","X","X","X","X","X","X","X","X","X","X","X"]
["Tissue/pulse inversion harmonic","Har",null,"组织/反相脉冲谐波成像",null,"X","X","X","X","X","X","X","X","X","X","X","X","X","X","X","X","X","X","X","X","X","X","X","X","X","X","X","X","X","X"]
["Elastic imaging","Elastic imaging","V30053","弹性成像",null,"X","X","X","X","X","X","X","X","X","X","Δ","Δ","X","X","X","X","X","X","X","X","Δ","X","X","X","X","Δ","O","O","O","O"]
["Contrast imaging","Contrast imaging","V30054","CBI微泡造影成像(包含PPI造影分析)",null,"O","O","O","O","O","O","O","O","O","O","Δ","Δ","Δ","Δ","Δ","Δ","Δ","Δ","Δ","Δ","Δ","X","X","X","X","Δ","O","O","O","O"]
["vFlash","VFlash","V30176","声动力成像",null,"-","-","-","-","-","-","-","-","-","-","-","-","-","-","-","-","-","-","-","-","-","-","-","-","-","-","-","-","-","-"]
["B/Color steer",null,"V30595","灰阶与彩色独立偏转",null,"X","X","X","X","X","X","X","X","X","X","X","X","X","X","X","X","X","X","X","X","X","X","X","X","X","X","X","X","X","X"]
["Needle enhancement","Needle enhancement","V30080","穿刺增强",null,"X","X","X","X","X","X","O","O","O","O","O","O","O","O","O","O","O","O","O","O","-","X","X","X","X","X","X","X","X","X"]
["Auto needle enhancement","Auto Needle enhancement","V30739","自动穿刺增强",null,"-","X","-","-","X","-","-","-","-","-","-","-","-","-","-","-","-","-","-","-","X","X","X","X","X","X","X","X","X","X"]
["Support Mobile data transmission via Bluetooth and E-Mail","Support Mobile data transmission via Bluetooth and E-Mail","V30082","移动图像传输方案",null,"X","X","X","X","X","X","X","X","X","X","X","X","X","X","X","X","X","X","X","X","X","X","X","X","X","X","X","X","X","X"]
["SGC","Scanline Gain Compensation","V30107","扫描增益补偿",null,"X","X","X","X","X","X","X","X","X","X","X","X","X","X","X","X","X","X","X","X","X","X","X","X","X","X","X","X","X","X"]
["Tutorials","Tutorial","V30195","超声教学功能",null,"X","X","X","X","X","X","X","X","X","X","X","X","X","X","X","X","X","X","X","X","X","X","X","X","X","X","X","X","X","X"]
["Maximum linear probe depth display (X6Δ16L)","X6-16L_MaxDepth",null,null,null,"16cm","16cm","16cm","16cm","16cm","16cm","16cm","16cm","16cm","16cm","16cm","16cm","16cm","16cm","16cm","16cm","16cm","16cm","16cm","16cm","-","-","-","-","-","-","-","-","-","-"]
["PWV","Pulse Wave Velocity(PWV)","V30210","脉搏波定量分析",null,"O","O","O","O","O","O","O","O","O","O","Δ","Δ","Δ","Δ","Δ","Δ","Δ","Δ","Δ","Δ","O","O","O","X","X","O","O","O","O","O"]
["AMAS( Automatic measurement of Arterial stiffness ) ","Advanced PWV","V30354","整体动脉僵硬度自动测量系统",null,"O","O","O","O","O","O","O","O","O","O","Δ","Δ","Δ","Δ","Δ","Δ","Δ","Δ","Δ","Δ","O","O","O","X","X","O","O","O","O","O"]
["Stress Echo","Stress Echo","V30211","负荷成像",null,"O","O","O","O","O","O","O","O","O","O","O","O","O","O","O","O","O","O","O","O","X","X","X","X","X","O","O","O","O","O"]
["2D auto follicle","Auto Follicle","V30212","二维卵泡自动测量",null,"x","x","x","x","X","X","O","O","O","O","O","O","X","X","X","O","O","O","O","O","O","X","X","O","O","O","X","X","O","O"]
["HSG","C3DC4D(HSG)","V30215","输卵管容积造影",null,"O","O","O","O","O","O","Δ","Δ","Δ","Δ","Δ","Δ","Δ","Δ","Δ","Δ","Δ","Δ","Δ","Δ","Δ","X","Δ","O","Δ","Δ","O","Δ","O","Δ"]
["VINNO Cardiac Quantification","vCQ","V30291","辅助诊疗功能",null,"O","X","X","O","X","X","O","O","O","O","O","O","O","O","O","O","O","O","O","O","X","X","X","X","X","X","X","X","X","X"]
["Zone Imaging","ZoneImage","V30303","全御相关成像",null,"X","X","X","X","X","X","X","X","X","X","X","X","X","X","X","X","X","X","X","X","X","X","X","X","X","X","X","X","X","X"]
[" VFlow","HQFlow","V30355","高灵敏度血流",null,"X","X","X","X","X","X","X","X","X","X","X","X","X","X","X","X","X","X","X","X","X","X","X","X","X","X","X","X","X","X"]
["Strain Imaging","Strain Rate","V30356","应变成像",null,"X","O","O","X","O","O","X","X","X","X","-","X","O","O","O","O","O","O","O","O","X","X","X","X","X","O","O","O","O","O"]
["VAid (Real-time Auto Breast Lesion Detection)","AI","V30357","乳腺自动化病灶辅助检测",null,"O","X","X","O","X","X","Δ","Δ","Δ","Δ","Δ","Δ","Δ","Δ","Δ","Δ","Δ","Δ","Δ","Δ","O","X","X","O","O","O","O","O","O","O"]
["VAid Liver","AI_Liver","V30616","肝脏自动检测分析",null,"-","X","X","-","X","X","-","-","-","-","-","-","-","-","-","-","-","-","-","-","O","X","X","O","O","O","O","O","O","O"]
["VAid Thyroid","AI_Thyroid","V30617","甲状腺自动检测分析",null,"-","X","X","-","X","X","-","-","-","-","-","-","-","-","-","-","-","-","-","-","O","X","X","O","O","O","O","O","O","O"]
["Emergency","Emergency Package","V30463","急诊",null,"-","-","-","-","-","-","-","-","-","-","-","-","-","-","-","-","-","-","-","-","-","-","-","X","-","-","-","-","X","-"]
["Nephrology","Nephrology Package","V30464","肾内（血管通路）",null,"-","-","-","-","-","-","-","-","-","-","-","-","-","-","-","-","-","-","-","-","-","-","-","X","-","-","-","-","X","-"]
["ICU","ICU Package","V30465","重症",null,"-","-","-","-","-","-","-","-","-","-","-","-","-","-","-","-","-","-","-","-","-","-","-","X","-","-","-","-","X","-"]
["Anesthesia","Anesthesia Package","V30419","神经麻醉包",null,"-","-","-","-","-","-","-","-","-","-","-","-","-","-","-","-","-","-","-","-","-","-","-","X","-","-","-","-","X","-"]
["MSK","MSKPackage","V30361","肌骨",null,"X","X","X","X","X","X","X","X","X","X","X","X","X","X","X","X","X","X","X","X","X","X","X","X","X","X","X","X","X","X"]
["VAid VTI","AutoVTI","V30761","自动左室流出道时间速度积分",null,"-","-","-","-","-","-","-","-","-","-","-","-","-","-","-","-","-","-","-","-","-","O","O","X","X","-","O","O","X","X"]
["VAid IVC","AutoIVC","V30762","自动下腔静脉塌陷率",null,"-","-","-","-","-","-","-","-","-","-","-","-","-","-","-","-","-","-","-","-","-","O","O","X","X","-","O","O","X","X"]
["Auto DFR（Auto Disastolic Fuction Ratio）","AutoDFR","V30764","自动舒张功能",null,"-","-","-","-","-","-","-","-","-","-","-","-","-","-","-","-","-","-","-","-","-","O","-","X","-","-","O","-","X","-"]
["Auto DPF","AutoDPF","V30765","自动膈肌功能评估",null,"-","-","-","-","-","-","-","-","-","-","-","-","-","-","-","-","-","-","-","-","-","O","O","X","X","-","O","O","X","X"]
["PointOfCare","POCPackage","V30785","POC包",null,"-","-","-","-","-","-","-","-","-","-","-","-","-","-","-","-","-","-","-","-","-","O","O","X","X","-","O","O","X","X","-","-"]
["POC Work flow","PocWorkflow","V30767","POC流程工具",null,"-","-","-","-","-","-","-","-","-","-","-","-","-","-","-","-","-","-","-","-","-","O","O","X","X","-","O","O","X","X"]
["Auto B-line","AutoBline","V30763","自动B线",null,"-","-","-","-","-","-","-","-","-","-","-","-","-","-","-","-","-","-","-","-","-","O","-","X","-","-","O","-","X","-"]
["Auto Nerve","AutoNerve","V30766 ","自动神经识别",null,"-","-","-","-","-","-","-","-","-","-","-","-","-","-","-","-","-","-","-","-","-","O","-","X","-","-","O","-","X","-"]
["Auto Pleura ","AutoPleura ","V30781","胸膜自动识别",null,"-","-","-","-","-","-","-","-","-","-","-","-","-","-","-","-","-","-","-","-","-","O","O","X","X","-","O","O","X","X"]
["VReport","VReport","V30363","VReport",null,"O","X","X","O","X","X","O","O","O","O","O","O","O","O","O","O","O","O","O","O","X","O","O","X","X","O","O","O","X","X"]
["VSPORT","SPORTPackage","V30386","运动版",null,"-","-","-","-","-","-","-","-","-","-","-","-","-","-","-","-","-","-","-","-","-","-","-","-","-","-","-","-","-","-"]
["Remote Examination","Remote Examination","V30420","远程考核",null,"X","X","X","X","X","X","X","X","X","X","X","X","X","X","X","X","X","X","X","X","X","X","X","X","X","X","X","X","X","X"]
["Shear Wave Imaging(VShear)","SWEI","V30494","剪切波弹性成像(VShear)",null,"O","O","O","O","O","O","O","O","O","O","-","-","-","-","-","-","-","-","-","-","O","O","O","O","O","O","O","O","O","O"]
[" VLuminous Flow","RadiantFlow","V30495","立体血流",null,"X","X","X","X","X","X","X","X","X","X","X","X","X","X","X","X","X","X","X","X","X","X","X","X","X","X","X","X","X","X"]
["Live IMT","AutoImtInScan","V30496","实时IMT",null,"O","O","O","O","O","O","O","O","O","O","O","O","O","O","O","O","O","O","O","O","O","X","X","O","O","O","O","O","O","O"]
["VAim for OB","OB AIMeasure","V30497","VAim:产科自动测量",null,"O","X","X","O","X","X","O","O","O","O","O","O","O","O","O","O","O","O","O","O","X","X","X","O","O","O","X","X","O","O"]
["VAim for HIP","DDH AIMeasure","V30498","VAim:小儿髋关节自动测量",null,"O","X","X","O","X","X","O","O","O","O","O","O","X","X","X","O","O","O","O","O","X","X","X","O","O","O","O","O","O","O"]
["VAim for Follicle","Follicle AIMeasure","V30499","VAim:卵泡自动测量",null,"O","X","X","O","X","X","O","O","O","O","O","O","O","O","O","O","O","O","O","O","X","X","X","O","O","O","X","X","O","O"]
["VAim for Pelvic","VAS AIMeasure","V30500","VAim:盆底脱垂自动测量",null,"O","O","O","O","O","O","O","O","O","O","O","O","O","O","O","O","O","O","O","O","X","X","X","O","O","O","O","O","O","O"]
["VAim for LEVA(3D)","LEVA AIMeasure","V30501","VAim:3D盆底肛提肌裂孔自动测量",null,"O","O","O","O","O","O","O","O","O","O","O","O","O","O","O","O","O","O","O","O","Δ","O","O","O","O","Δ","O","O","O","O"]
["Customized Auto Workflow(VWork)","Auto Works","V30502","自定义工作流(VWork)",null,"X","X","X","X","X","X","X","X","X","X","X","X","X","X","X","X","X","X","X","X","X","X","X","X","X","X","X","X","X","X"]
["Auto Flow Volume","Auto Flow Volume","V30531","血流量自动测量",null,"O","X","X","O","X","X","O","O","O","O","O","O","O","O","O","O","O","O","O","O","X","X","X","X","X","O","O","O","X","X"]
["Cardiac Guide","Cardiac Guide","V30554","心脏AI导航",null,"-","-","-","-","-","-","-","-","-","-","-","-","-","-","-","-","-","-","-","-","Δ","Δ","-","Δ","-","Δ","Δ","-","Δ","-"]
["lung ai","LungAI","V30559","智能肺超",null,"-","-","-","-","-","-","-","-","-","-","-","-","-","-","-","-","-","-","-","-","-","O","-","X","-","-","O","-","X","-"]
["Tissue boost","SupportTissueBoost","V30626","组织增强 ",null,"-","-","-","-","-","-","-","-","-","-","-","-","-","-","-","-","-","-","-","-","-","-","-","-","-","-","-","-","-","-"]
["Research Access","Research Access","V30714 ","原始科研数据导出",null,"-","-","-","-","-","-","-","-","-","-","-","-","-","-","-","-","-","-","-","-","-","-","-","-","-","-","-","-","-","-"]
["Remote consultation","Remote Consultation","V30740","远程会诊",null,"-","X","-","-","X","-","-","-","-","-","-","-","-","-","-","-","-","-","-","-","X","X","X","X","X","X","X","X","X","X"]
["ECG Function","ECG","V30786","ECG 软件功能",null,"O","O","O","O","O","O","O","O","O","O","O","O","O","O","O","O","O","O","O","O","O","O","O","X","X","O","O","O","X","X"]
["DICOM export and storage, printer, worklist","DICOM export and storage, printer, worklist","V30038","DICOM3.0基础功能（导出与存储，打印,列表）",null,"-","-","-","-","-","-","-","-","-","-","-","-","-","-","-","-","-","-","-","-","-","-","-","-","-","-","-","-","-","-"]
["DICOM export and storage, ","DicomStoragePackage","V30359","DICOM3.0基础功能",null,"X","X","X","X","X","X","O","O","O","O","O","O","O","O","O","O","O","O","O","O","O","X","X","O","O","O","X","X","O","O"]
["DICOM printer/ worklist","DicomNetworkPackage","V30360","DICOM3.0接口",null,"O","O","O","O","O","O","O","O","O","O","O","O","O","O","O","O","O","O","O","O","O","X","X","O","O","O","X","X","O","O"]
["Transfer image to FTP server","Transfer image to FTP server","V30087","传输影像至FTP服务器",null,"Δ","Δ","Δ","Δ","Δ","Δ","Δ","Δ","Δ","Δ","Δ","Δ","Δ","Δ","Δ","Δ","Δ","Δ","Δ","Δ","Δ","Δ","Δ","Δ","Δ","Δ","Δ","Δ","Δ","Δ"]
["RF data export","RF data export","V30088","RF元数据导出",null,"Δ","Δ","Δ","Δ","Δ","Δ","Δ","Δ","Δ","Δ","Δ","Δ","Δ","Δ","Δ","Δ","Δ","Δ","Δ","Δ","Δ","Δ","Δ","Δ","Δ","Δ","Δ","Δ","Δ","Δ"]
["vCloud interface","vCloud","V30173","远程传输接口",null,"X","X","X","X","X","X","X","X","X","X","X","X","X","X","X","X","X","X","X","X","X","X","X","X","X","X","X","X","X","X"]
["VMind  OB(simple)","SupportVFetus","V30715","OB测量包",null,"O","O","O","O","O","O","O","O","O","O","-","-","-","-","-","-","-","-","-","-","-","-","-","-","-","-","-","-","-","-"]
["VMind OB(Professional)","SupportVFetus_Advance","V30716","OB测量包（专业版）",null,"Δ","Δ","Δ","Δ","Δ","Δ","Δ","Δ","Δ","Δ","-","-","-","-","-","-","-","-","-","-","-","-","-","-","-","-","-","-","-","-"]
[]
["3D/4D Imaging Features"]
["3D imaging","3D imaging","V30135","三维成像",null,"X","X","X","X","X","X","X","X","X","X","X","X","X","X","X","X","X","X","X","X","O","X","X","O","O","O","O","O","O","O"]
["Real-time grayscale 4D","Real-time grayscale 4D","V30066","实时灰阶四维",null,"X","X","X","X","X","X","X","X","X","X","X","X","X","X","X","X","X","X","X","X","O","X","X","O","O","O","O","O","O","O"]
["4D Volume/sec (65 angle)",null,null,"四维帧频"]
["Tomographic display (Mcut)","Tomographic display (Mcut)","V30067","超声断层成像",null,"O","X","X","O","X","X","O","O","O","O","O","O","O","O","O","O","O","O","O","O","O","X","X","O","O","O","O","O","O","O"]
["Rendering algorithms",null,null,"渲染方式"]
["- maximum, minimum, XΔRay",null,null," 最大、最小、X光显影模式",null,"X","X","X","X","X","X","X","X","X","X","X","X","X","X","X","X","X","X","X","X","X","X","X","X","X","X","X","X","X","X"]
["- surface, smooth",null,null,"表面模式、平滑模式",null,"X","X","X","X","X","X","X","X","X","X","X","X","X","X","X","X","X","X","X","X","X","X","X","X","X","X","X","X","X","X"]
["Parameter adjustable after freeze",{"$nulls":4},"X","X","X","X","X","X","X","X","X","X","X","X","X","X","X","X","X","X","X","X","X","X","X","X","X","X","X","X","X","X"]
["HQ (High Quality) 3D/4D","HQ3D&HQ4D","V30035","羊膜腔镜成像技术",null,"X","X","X","X","X","X","X","X","X","X","X","X","X","X","X","X","X","X","X","X","O","O","O","O","O","O","O","O","O","O"]
["Spatio Temporal Image Correlation (STIC)",null,"V30037","时间空间相关成像",null,"-","-","-","-","-","-","-","-","-","-","-","-","Δ","-","Δ","-","-","Δ","-","Δ","Δ","-","-","-","-","-","-","-","-","-"]
["Spatio Temporal Image Correlation (STIC)","Spatio Temporal Image Correlation (STIC)","V30787","时间空间相关成像",null,"Δ","O","Δ","O","O","Δ","Δ","Δ","Δ","Δ","Δ","Δ","Δ","Δ","Δ","Δ","Δ","Δ","Δ","Δ","-","O","-","O","-","-","O","-","O","-"]
["Auto NT","Auto NT","V30040","自动颈项透明层测量",null,"O","X","X","O","X","X","O","O","O","O","O","O","O","O","O","O","O","O","O","O","O","O","O","O","O","O","O","O","O","O"]
["Auto IT measure","Auto IT","V30503","自动IT(颅内透明层)测量",null,"O","X","X","O","X","X","O","O","O","O","O","O","O","O","O","O","O","O","O","O","O","O","O","O","O","O","O","O","O","O"]
["Inversion mode","Inversion mode","V30057","灰阶反转模式",null,"O","X","X","O","X","X","O","O","O","O","O","O","O","O","O","O","O","O","O","O","O","X","X","O","O","O","O","O","O","O"]
["Magic cut","Magic cut","V30058","魔术刀",null,"X","O","O","X","O","O","O","O","O","O","O","O","O","O","O","O","O","O","O","O","O","X","X","O","O","O","O","O","O","O"]
["Smart touch panel 3D/4D operation","Smart touch panel 3D/4D operation","V30059","智能三维/四维触摸屏操作模式",null,"X","X","X","X","X","X","X","X","X","X","X","X","X","X","X","X","X","X","X","X","O","X","X","O","O","O","O","O","O","O"]
["Free view","Free view","V30060","容积超声断层成像",null,"X","X","X","X","X","X","X","X","X","X","O","O","O","O","O","O","O","O","O","O","O","X","X","O","O","O","O","O","O","O"]
["Smart 3D Volume Calculation","Smart 3D Volume Calculation","V30177","智能三维容积计算",null,"O","O","O","O","O","O","O","O","O","O","O","O","O","O","O","O","O","O","O","O","O","O","O","O","O","O","O","O","O","O"]
["Free 3D","Free 3D","V30178","自由臂3D",null,"X","X","X","X","X","X","O","O","O","O","X","X","X","X","X","O","O","O","O","O","X","X","X","X","X","X","X","X","X","X"]
["3D auto follicle","Follicle 3D","V30213","三维卵泡自动测量",null,"O","O","O","O","O","O","O","O","O","O","O","O","O","O","O","O","O","O","O","O","O","O","O","O","O","O","O","O","O","O"]
["4D HQ Silhouette mode","HQSilhouette","V30358","HQ剪影模式",null,"X","X","X","X","X","X","X","X","X","X","X","X","X","X","X","X","X","X","X","X","O","X","X","O","O","O","O","O","O","O"]
["Export 3D data for 3D printer","Export 3D data for 3D printer","V30504","导出3D打印数据",null,"O","O","O","O","O","O","O","O","O","O","O","O","O","O","O","O","O","O","O","O","O","X","X","O","O","O","O","O","O","O"]
["Auto Levator Ani","Auto Levator Hiatus","V30505","3D盆底肛提肌裂孔自动测量",null,"O","O","O","O","O","O","O","O","O","O","O","O","O","O","O","O","O","O","O","O","Δ","O","O","O","O","Δ","O","O","O","O"]
["3D Smart Face","3D Smart Face","V30506","智能胎儿面部成像",null,"O","O","O","O","O","O","O","O","O","O","O","O","O","O","O","O","O","O","O","O","O","X","X","O","O","O","O","O","O","O"]
["VNavIn 3D","Endoscope3D","V30552","超声3D内视渲染技术",null,"O","O","O","O","O","O","O","O","O","O","O","O","O","O","O","O","O","O","O","O","O","O","O","O","O","O","O","O","O","O"]
["Light Lab","SupportMultiLight","V30628","Light Lab胎儿多光源渲染成像",null,"O","O","O","O","O","O","O","O","O","O","-","-","-","-","-","-","-","-","-","-","O","O","O","O","O","O","O","O","O","O"]
["Color 3D","Color 3D","V30723","三维焕流成像",null,"O","O","O","O","O","O","O","O","O","O","-","-","-","-","-","-","-","-","-","-","O","O","O","O","O","O","O","O","O","O"]
["Niche View\n","Niche 3D\n","V30439","壁龛成像",null,"X","X","X","X","X","X","X","X","X","X","X","X","X","X","X","X","X","X","X","X","X","X","X","X","X","X","X","X","X","X"]
[]
["General Specification"]
["RF platform",null,null,"RF元数据平台",null,"X","X","X","X","X","X","X","X","X","X","X","X","X","X","X","X","X","X","X","X","X","X","X","X","X","X","X","X","X","X"]
["Cineloop",null,null,"电影回放",null,"1500\"/30000 frame","1500\"/30000 frame","1500\"/30000 frame","1500\"/30000 frame","1500\"/30000 frame","1500\"/30000 frame","1500\"/30000 frame","1500\"/30000 frame","1500\"/30000 frame","1500\"/30000 frame","1500\"/30000 frame","1500\"/30000 frame","1500\"/30000 frame","1500\"/30000 frame","1500\"/30000 frame","1500\"/30000 frame","1500\"/30000 frame","1500\"/30000 frame","1500\"/30000 frame","1500\"/30000 frame"," 1500 second"," 1500 second"," 1500 second"," 1500 second"," 1500 second"," 1500 second"," 1500 second"," 1500 second"," 1500 second"," 1500 second"]
["SSD for R",{"$nulls":4},"500G","500G","500G","500G","500G","500G","500G","500G","500G","500G","500G","500G","500G","500G","500G","500G","500G","500G","500G","500G","-","-","-","-","-","-","-","-","-","-"]
["SSD for V10",{"$nulls":4},"-","-","-","-","-","-","-","-","-","-","-","-","-","-","-","-","-","-","-","-","-","512G","512G","512G","512G","512G","512G","512G","512G","512G"]
["Memory size",null,null,"内存",null,"8G","8G","8G","8G","8G","8G","8G","8G","8G","8G","8G","8G","8G","8G","8G","8G","8G","8G","8G","8G","8G","8G","8G","8G","8G","4G","8G","8G","8G","8G"]
["HDD",null,null,"硬盘",null,"O","O","O","O","O","O","O","O","O","O","O","O","O","O","O","O","O","O","O","O","-","-","-","-","-","-","-","-","-","-"]
["Monitor size",null,null,"显示器",null,"23.8\"","23.8\"","23.8\"","23.8\"","23.8\"","23.8\"","21.5\"","21.5\"","21.5\"","21.5\"","23.8\"","23.8\"","23.8\"","23.8\"","23.8\"","21.5\"","21.5\"","21.5\"","21.5\"","21.5\"","15.6\"","15.6\"","15.6\"","15.6\"","15.6\"","15.6\"","15.6\"","15.6\"","15.6\"","15.6\""]
["Touch panel ",null,null,"触摸屏操作",null,"15.6\"","15.6\"","15.6\"","15.6\"","15.6\"","15.6\"","13.3\"","13.3\"","13.3\"","13.3\"","13.3\"","13.3\"","15.6\"","15.6\"","13.3\"","13.3\"","15.6\"","15.6\"","15.6\"","13.3\"","8\"","8\"","8\"","8\"","8\"","8\"","8\"","8\"","8\"","8\""]
["Probe port",null,null,"选配探头接口",null,"-","-","-","-","-","-","-","-","-","-","-","-","-","-","-","-","-","-","-","-","-","-","-","-","-","-","-","-","-","-"]
[null,null,null,"标配探头接口",null,5,5,5,5,5,5,"4+1","4+1","4+1","4+1",5,5,5,5,5,"4+1","4+1","4+1","4+1","4+1","in the cart","in the cart","in the cart","in the cart","in the cart","in the cart","in the cart","in the cart","in the cart","in the cart"]
["Integrated DVDRW ",null,null,"可读写DVD",null,"X","X","X","X","X","X","X","X","X","X","X","X","X","X","X","X","X","X","X","X","-","-","-","-","-","-","-","-","-","-"]
["B/W video printer slot",null,null,"黑白打印机安装槽",null,"X","X","X","X","X","X","X","X","X","X","X","X","X","X","X","X","X","X","X","X","in the cart","in the cart","in the cart","in the cart","in the cart","in the cart","in the cart","in the cart","in the cart","in the cart"]
["Patient database",null,null,"病人数据",null,"X","X","X","X","X","X","X","X","X","X","X","X","X","X","X","X","X","X","X","X","X","X","X","X","X","X","X","X","X","X"]
["Quick store",null,null,"USB快速存储",null,"X","X","X","X","X","X","X","X","X","X","X","X","X","X","X","X","X","X","X","X","X","X","X","X","X","X","X","X","X","X"]
["Network storage and printing","Network Printer",null,"网络存储与网络打印",null,"X","X","X","X","X","X","X","X","X","X","X","X","X","X","X","X","X","X","X","X","X","X","X","X","X","X","X","X","X","X"]
["Auto track in PW/CW",null,null,"多普勒频谱自动包络",null,"X","X","X","X","X","X","X","X","X","X","X","X","X","X","X","X","X","X","X","X","X","X","X","X","X","X","X","X","X","X"]
["Vascular calculations",null,null,"血管测量包",null,"X","X","X","X","X","X","X","X","X","X","X","X","X","X","X","X","X","X","X","X","X","X","X","X","X","X","X","X","X","X"]
["Cardiac calculations",null,null,"心脏测量包",null,"X","X","X","X","X","X","X","X","X","X","X","X","X","X","X","X","X","X","X","X","X","X","X","X","X","X","X","X","X","X"]
["OB calculations and tables",null,null,"产科计算包及胎儿生长曲线表",null,"X","X","X","X","X","X","X","X","X","X","X","X","X","X","X","X","X","X","X","X","X","X","X","X","X","X","X","X","X","X"]
["Gynecological calculations",null,null,"妇科计算包",null,"X","X","X","X","X","X","X","X","X","X","X","X","X","X","X","X","X","X","X","X","X","X","X","X","X","X","X","X","X","X"]
["Urological calculations",null,null,"泌尿科计算包",null,"X","X","X","X","X","X","X","X","X","X","X","X","X","X","X","X","X","X","X","X","X","X","X","X","X","X","X","X","X","X"]
["Renal calculations",null,null,"肾脏计算包",null,"X","X","X","X","X","X","X","X","X","X","X","X","X","X","X","X","X","X","X","X","X","X","X","X","X","X","X","X","X","X"]
["Volume calculations",null,null,"容积计算",null,"X","X","X","X","X","X","X","X","X","X","X","X","X","X","X","X","X","X","X","X","X","X","X","X","X","X","X","X","X","X"]
["WIFI adapter for console",null,"V30558","无线适配器",null,"O","O","O","O","O","O","O","O","O","O","O","O","O","O","O","O","O","O","O","O","-","-","-","-","-","-","-","-","-","-"]
["WIFI adapter for portable",null,"V30115","便携超无线适配器",null,"-","-","-","-","-","-","-","-","-","-","-","-","-","-","-","-","-","-","-","-","O","O","O","O","O","O","O","O","O","O"]
["LAN",null,null,"网络连接",null,"X","X","X","X","X","X","X","X","X","X","X","X","X","X","X","X","X","X","X","X","X","X","X","X","X","X","X","X","X","X"]
["VGuide","EzonoNgs","V30214","微磁引导",null,"-","-","-","-","-","-","-","-","-","-","-","-","-","-","-","-","-","-","-","-","O","O","O","O","O","O","O","O","O","O"]
[]
["Ergonomics"]
["Articulating display",null,null,"自由显示臂",null,"X","X","X","X","X","X","X","X","X","X","X","X","X","X","X","X","X","X","X","X","-","-","-","-","-","-","-","-","-","-"]
["display up/down",null,null,"显示器上下升降",null,"X","X","X","X","X","X","X","X","X","X","X","X","X","X","X","X","X","X","X","X","-","-","-","-","-","-","-","-","-","-"]
["operation panel up/down",null,null,"操作平台上下移动",null,"X","X","X","X","X","X","X","X","X","X","X","X","X","X","X","X","X","X","X","X","cart","cart","cart","cart","cart","cart","cart","cart","cart","cart"]
["operation panel Swivel",null,null,"操作平台左右移动",null,"±'45° ","±'45° ","±'45° ","±'45° ","±'45° ","±'45° ","±'45° ","±'45° ","±'45° ","±'45° ","±'45° ","±'45° ","±'45° ","±'45° ","±'45° ","±'45° ","±'45° ","±'45° ","±'45° ","±'45° ","-","-","-","-","-","-","-","-","-","-"]
["Operation panel FrontΔback adjustment",null,null,"操作平台前后移动",null,"X","X","X","X","X","X","X","X","X","X","X","X","X","X","X","X","X","X","X","X","-","-","-","-","-","-","-","-","-","-"]
["Touch Screen angle adjust",null,null,"触摸屏角度可调",null,"45°-90°","45°-90°","45°-90°","45°-90°","45°-90°","45°-90°","45°-90°","45°-90°","45°-90°","45°-90°","45°-90°","45°-90°","45°-90°","45°-90°","45°-90°","45°-90°","45°-90°","45°-90°","45°-90°","45°-90°","-","-","-","-","-","-","-","-","-","-"]
["aaaaaa",null,null,"耦合剂加温器",null,"X","X","X","X","X","X","X","X","X","X","O","O","O","O","O","O","O","O","O","O","O as separate peripheral","O as separate peripheral","O as separate peripheral","O as separate peripheral","O as separate peripheral","O as separated peripheral","O as separated peripheral","O as separated peripheral","O as separated peripheral","O as separated peripheral"]
["内置电池",{"$nulls":4},"O\n1.5h","O\n1h","O\n1h","O\n1.5h","O\n1h","O\n1h","O\n1.5h","O\n1.5h","O\n1.5h","O\n1.5h","O\n1.5h","O\n1.5h","O\n1.5h","O\n1.5h","O\n1.5h","O\n1.5h","O\n1.5h","O\n1.5h","O\n1.5h","O\n1.5h","-","-","-","-","-","-","-","-","-","-"]
["Foot rest",null,null,"踏脚装置",null,"-","-","-","-","-","-","-","-","-","-","-","-","-","-","-","-","-","-","-","-","-","-","-","-","-","-","-","-","-","-"]
["Foot switch",null,null,"集成式脚踏开关",null,"-","-","-","-","-","-","-","-","-","-","-","-","-","-","-","-","-","-","-","-","-","-","-","-","-","-","-","-","-","-"]
["USB single button foot switch software",null,null,"USB单踏脚踏开关(需另外购买开关）",null,"-","-","-","-","-","-","-","-","-","-","-","-","-","-","-","-","-","-","-","-","-","-","-","-","-","-","-","-","-","-"]
["USB double button foot switch software",null,null,"USB双踏脚踏开关(需另外购买开关）",null,"O","O","O","O","O","O","O","O","O","O","O","O","O","O","O","O","O","O","O","O","O","O","O","O","O","O","O","O","O","O"]
["USB video acquisition card for video output",null,null,"中安USB视频采集卡（US2000视频采集盒）",null,"O","O","O","O","O","O","O","O","O","O","O","O","O","O","O","O","O","O","O","O","O","O","O","O","O","O","O","O","O","O"]
["battery discharge time",{"$nulls":4},"-","-","-","-","-","-","-","-","-","-","-","-","-","-","-","-","-","-","-","-","1 hour","1 hour","1 hour","1 hour","1 hour","1 hour","1 hour","1 hour","1 hour","1 hour"]
["battery charge time(fast/normal)",{"$nulls":4},"-","-","-","-","-","-","-","-","-","-","-","-","-","-","-","-","-","-","-","-","2.5h/4h","2.5h/4h","2.5h/4h","2.5h/4h","2.5h/4h","2.5h/4h","2.5h/4h","2.5h/4h","2.5h/4h","2.5h/4h"]
["battery package/UPS",{"$nulls":4},"-","-","-","-","-","-","-","-","-","-","-","-","-","-","-","-","-","-","-","-","in the cart, O","in the cart, O","in the cart, O","in the cart, O","in the cart, O","in the cart, O","in the cart, O","in the cart, O","in the cart, O","in the cart, O"]
["OR键盘托架组件",null,"V30510",null,null,"-","-","-","-","-","-","-","-","-","-","-","-","-","-","-","-","-","-","-","-","-","-","-","-","-","-","-","-","-","-"]
["新键盘托架组件（除60和86系列的其它大机器和CART-F/S/L）",null,"V30566",null,null,"O","O","O","O","O","O","O","O","O","O","O","O","O","O","O","O","O","O","O","O","O","O","O","O","O","O","O","O","O","O"]
["ECG for 60/86/R700系列（第三代ECG）",null,"V30637/V30638","心电图（2000351/2000352）",null,"O","O","O","O","O","O","O","O","O","O","-","-","-","-","-","-","-","-","-","-","-","-","-","-","-","-","-","-","-","-"]
["ECG for R500/R300系列（第二代ECG）",null,"V30517/V30516","心电图（2000267/2000266）",null,"-","-","-","-","-","-","-","-","-","-","O","O","O","O","O","O","O","O","O","O","-","-","-","-","-","-","-","-","-","-"]
["ECG for portable",null,"V30163/V30116","心电图（1000329/1000379）",null,"-","-","-","-","-","-","-","-","-","-","-","-","-","-","-","-","-","-","-","-","-","-","-","-","-","-","-","-","-","-"]
["CAMPH_ECG组件（V10 series）",null,"V30684/V30704","心电图（1001120/1001277）",null,"-","-","-","-","-","-","-","-","-","-","-","-","-","-","-","-","-","-","-","-","O","O","O","X","X","O","O","O","X","X"]
["ECG for E20",null,"V30528/V30529","心电图（1000360-2/1000761-2）",null,"-","-","-","-","-","-","-","-","-","-","-","-","-","-","-","-","-","-","-","-","-","-","-","-","-","-","-","-","-","-"]
["外置导声胶加热器",null,"V10047","外置导声胶加热器",null,"O","O","O","O","O","O","O","O","O","O","O","O","O","O","O","O","O","O","O","O","O","O","O","O","O","O","O","O","O","O"]
["R系列加热杯套件",null,"V30776","R系列加热杯套件",null,"X","X","X","X","X","X","X","X","X","X","O","O","O","O","O","O","O","O","O","O","-","-","-","-","-","-","-","-","-","-"]
["空化探头支架",null,"V30311",null,null,"-","-","-","-","-","-","-","-","-","-","-","-","-","-","-","-","-","-","-","-","-","-","-","-","-","-","-","-","-","-"]
["USB audio adapter",null,"V30341","USB 外置声卡 海备思HAGIBIS",null,"-","-","-","-","-","-","-","-","-","-","-","-","-","-","-","-","-","-","-","-","Δ","Δ","Δ","Δ","Δ","Δ","Δ","Δ","Δ","Δ"]
["E20 UPS支架套件",null,"V30365",null,null,"-","-","-","-","-","-","-","-","-","-","-","-","-","-","-","-","-","-","-","-","-","-","-","-","-","-","-","-","-","-"]
["G55 UPS支架套件",null,"V30366",null,null,"O","O","O","O","O","O","O","O","O","O","O","O","O","O","O","O","O","O","O","O","-","-","-","-","-","-","-","-","-","-"]
["DVI to HDMI cable for trolley &TOONA_50cm",null,"V30424","DVI转HDMI视频输出线-50cm",null,"-","-","-","-","-","-","-","-","-","-","-","-","-","-","-","-","-","-","-","-","-","-","-","-","-","-","-","-","-","-"]
["HDMI port adapter ",null,"V30425","DVI转HDMI转接头",null,"X","X","X","X","X","X","X","X","X","X","X","X","X","X","X","X","X","X","X","X","-","-","-","-","-","-","-","-","-","-"]
[]
["I/O and peripherals"]
["Portable keyboard dust film(Minimum package quantity 10pcs,10pcs/Bag)","Portable keyboard dust film","V30422","portable键盘防尘膜",null,"-","-","-","-","-","-","-","-","-","-","-","-","-","-","-","-","-","-","-","-","X","X","X","X","X","X","X","X","X","X"]
["Bluetooth adapter","Bluetooth adapter","V30082","蓝牙适配器",null,"O","O","O","O","O","O","O","O","O","O","O","O","O","O","O","O","O","O","O","O","O","O","O","O","O","O","O","O","O","O"]
["USB DVDRW ",{"$nulls":24},"O","O","O","O","O","O","O","O","O","O"]
["USB port",{"$nulls":24},"2 USB3.0\n2 type-C","2 USB3.0\n1 type-C","2 USB3.0\n1 type-C","2 USB3.0\n3 type-C","2 USB3.0\n3 type-C","2 USB3.0","2 USB3.0","2 USB3.0","2 USB3.0","2 USB3.0"]
["Display Port",{"$nulls":24},"X","X","X","X","X","X","X","X","X","X"]
["Simple CART",null,"V30521","CART-S",{"$nulls":21},"-","-","-","-","-","-","-","-","-","-"]
["Simple CART",null,"V10855","CART-S新",{"$nulls":21},"O","O","O","O","O","O","O","O","O","O"]
["Simple CART",null,"V10851","CART-L新",{"$nulls":21},"O","O","O","O","O","O","O","O","O","O"]
["2 extended probe ports",{"$nulls":24},"O","O","O","O","O","O","O","O","O","O"]
["3 extended probe ports",{"$nulls":24},"O","O","O","O","O","O","O","O","O","O"]
["3 probe holder",{"$nulls":24},"X","X","X","X","X","X","X","X","X","X"]
["Cart with battery and 3 probe ports",null,"V30519","带三口探头箱电池包推车  CART-F",{"$nulls":21},"-","-","-","-","-","-","-","-","-","-"]
["Cart with battery and 3 probe ports",null,"V10853","CART-F新",{"$nulls":21},"O","O","O","O","O","O","O","O","O","O"]
["USB B/W graphic printer slot",{"$nulls":24},"X","X","X","X","X","X","X","X","X","X"]
["S-video port, DVI port, VGA port ",null,"V30206",{"$nulls":22},"X","X","X","X","X","X","X","X","X","X"]
[]
[" 4 USB ports",{"$nulls":24},"O","O","O","O","O","O","O","O","O","O"]
["Power suit ",{"$nulls":24},"O","O","O","O","O","O","O","O","O","O"]
["locking mechanism",{"$nulls":24},"X","X","X","X","X","X","X","X","X","X"]
["Up/down mechanism (>150mm)",{"$nulls":24},"X","X","X","X","X","X","X","X","X","X"]
["Battery pack (>4 hours working time)",{"$nulls":24},"O","O","O","O","O","O","O","O","O","O"]
["portable独立包装电池",null,"V30148",{"$nulls":22},"-","-","-","-","-","-","-","-","-","-"]
["V9BAT",null," V30709 ",null,null,"O","O","O","O","O","O","O","O","O","O","O","O","O","O","O","O","O","O","O","O","O","O","O","O","O","O","O","O","O","O"]
["CART 电池包组件",null,"V30155",{"$nulls":22},"O","O","O","O","O","O","O","O","O","O"]
["CART电源面板组件",null,"V30156",{"$nulls":22},"O","O","O","O","O","O","O","O","O","O"]
["CART视频转换组件（停用）",null,"V30208",{"$nulls":22},"O","O","O","O","O","O","O","O","O","O"]
["CART USB HUB组件",null,"V30158",{"$nulls":22},"O","O","O","O","O","O","O","O","O","O"]
["portable 箱包组件",null,"V30147",{"$nulls":22},"O","O","O","O","O","O","O","O","O","O"]
["Two probe ports box ",null,"V30153",{"$nulls":22},"O","O","O","O","O","O","O","O","O","O"]
["Three probe ports box ",null,"V30152",{"$nulls":22},"O","O","O","O","O","O","O","O","O","O"]
["R系列电池板组件",null,"V30652",null,null,"O","O","O","O","O","O","O","O","O","O","O","O","O","O","O","O","O","O","O","O",null,"-","-","-","-","-","-","-","-","-"]
[]
[]
["Probes","Product-ProbeSpecification","Δ：Optional（注册了但是不想卖）\n#：    Additional(未注册)\n-/tt:   Hidden(工程上或者市场不开放)\nO:     Standard(停售了)\nX:     Standard","成品探头IPN\n（选型系统）","裸探头IPN\n（标签上IPN）"]
["S1-8C(192)","S1-8C","V20020",1000182,1000142,"-","-","-","-","-","-","-","-","-","-","-","-","-","-","-","-","-","-","-","-","-","-","-","-","-","-","-","-","-","-"]
["S1-8C（192，MUX）","S1-8CM","V20054",1000992,1000991,"-","-","-","-","-","-","-","-","-","-","-","-","-","-","-","-","-","-","-","-","-","-","-","-","-","-","-","-","-","-"]
["S2-9C(128)","S2-9CE","V20036",1000274,1000241,"X","X","Δ","X","X","Δ","X","X","X","X","X","X","X","X","X","X","X","X","X","X","X","X","Δ","X","Δ","X","X","Δ","X","Δ"]
["S1-9C","S1-9C","V20059",1000409,1000408,"-","-","-","-","-","-","-","-","-","-","-","-","-","-","-","-","-","-","-","-","-","-","-","-","-","-","-","-","-","-"]
["X2-6C(192, mux)","X2-6C","V20002",1000164,1000043,"X","X","X","X","X","X","X","X","X","X","X","X","X","X","X","X","X","X","X","X","X","X","X","X","X","X","X","X","X","X"]
["G2-5C(128)","G2-5C","V20001",1000163,1000039,"X","Δ","Δ","X","Δ","Δ","X","X","X","X","X","X","X","X","X","X","X","X","X","X","Δ","Δ","-","Δ","-","Δ","Δ","-","Δ","-"]
["F2-5C(128)","F2-5C","V20015",1000177,1000067,"X","Δ","Δ","X","Δ","Δ","X","X","X","X","X","X","X","X","X","X","X","X","X","X","-","-","-","-","-","-","-","-","-","-"]
["F2-5CE停售","F2-5CE","V20021",1000272,1000239,"-","-","-","-","-","-","-","-","-","-","#","#","#","#","#","#","#","#","#","#","-","-","-","-","-","-","-","-","-","-"]
["F2-5C","F2-5CP","V20063",1000530,1000529,"Δ","Δ","Δ","Δ","Δ","Δ","Δ","Δ","Δ","Δ","X","X","X","X","X","X","X","X","X","X","Δ","Δ","Δ","Δ","Δ","Δ","X","Δ","X","Δ"]
["B2-6C(128)","B2-6C","V20037",1000481,1000480,"Δ","X","Δ","Δ","X","Δ","Δ","Δ","Δ","Δ","Δ","Δ","Δ","Δ","Δ","Δ","Δ","Δ","Δ","Δ","X","X","X","X","X","X","-","-","X","X"]
["D2-6C（128）","D2-6C","V20065",1000946,1000945,"X","X","X","X","X","X","X","X","X","X","X","X","X","X","X","X","X","X","X","X","X","X","X","X","X","X","X","X","X","X"]
["D2-7C","D2-7C",null,1000894,1000893,"Δ","-","-","Δ","Δ","Δ","Δ","-","Δ","Δ","-","-","Δ","-","-","-","-","Δ","-","-","Δ","X","-","X","-","Δ","X","-","X","-"]
["D3-6C(128)停售","D3-6C","V20003",1000165,1000046,"-","-","-","-","-","-","-","-","-","-","X","X","X","X","X","X","X","X","X","X","-","-","-","-","-","-","-","-","-","-"]
["D3-6C(128)","D3-6CM","V20066",1001062,1001061,"X","X","Δ","X","X","Δ","X","X","X","X","X","X","X","X","X","X","X","X","X","X","Δ","Δ","Δ","Δ","Δ","Δ","Δ","Δ","Δ","Δ"]
["D3-6CX(128)停售","D3-6CX","V20004",1000166,1000065,"-","-","-","-","-","-","-","-","-","-","X","X","X","X","X","X","X","X","X","X","-","-","-","-","-","-","-","-","-","-"]
["D3-6CX(128)停售","D3-6CY","V20004",1000502,1000501,"-","-","-","-","-","-","-","-","-","-","X","X","X","X","X","X","X","X","X","X","-","-","-","-","-","-","-","-","-","-"]
["D3-6CP","D3-6CP",null,1000426,1000425,"-","-","-","-","-","-","-","-","-","-","-","-","-","-","-","-","-","-","-","-","-","-","-","-","-","-","-","-","-","-"]
["D3-6CE","D3-6CE","V20027",1000271,1000238,"#","-","-","#","-","-","#","#","#","#","#","#","#","#","#","#","#","#","#","#","-","-","-","-","-","-","-","-","-","-"]
["G4-9E(128)停售","G4-9E","V20005",1000167,1000041,"-","-","-","-","-","-","-","-","-","-","X","X","X","X","X","X","X","X","X","X","-","-","-","-","-","-","-","-","-","-"]
["G4-9E(128)","G4-9EP","V20005",1000313,1000311,"X","X","X","X","X","X","X","X","X","X","X","X","X","X","X","X","X","X","X","X","Δ","X","Δ","X","Δ","Δ","X","Δ","X","Δ"]
["G4-9E(192, mux)停售","G4-9ES",null,1000407,1000405,"-","-","-","-","-","-","-","-","-","-","X","X","X","X","X","X","X","X","X","X","-","-","-","-","-","-","-","-","-","-"]
["X4-9E(192, mux)直柄","X4-9EL","V20049",1000805,1000804,"X","X","X","X","X","X","X","X","X","X","X","X","X","X","X","X","X","X","X","X","X","X","X","X","-","X","X","X","X","-"]
["X4-9E(192, mux)","X4-9E","V20032",1000524,1000523,"X","X","X","X","X","X","X","X","X","X","X","X","X","X","X","X","X","X","X","X","X","X","X","X","-","X","X","X","X","-"]
["X4-9E(192, mux)直柄","X4-9EL2","V20049",1001388,1001388,"X","X","X","X","X","X","X","X","X","X","X","X","X","X","X","X","X","X","X","X","X","X","X","X","X","X","X","X","X","X"]
["X4-9E(192, mux)","X4-9E2","V20032",1001387,1001387,"X","X","X","X","X","X","X","X","X","X","X","X","X","X","X","X","X","X","X","X","X","X","X","X","X","X","X","X","X","X"]
["D4-9E(128)停售","D4-9E","V20006",1000168,1000049,"-","-","-","-","-","-","-","-","-","-","X","X","X","X","X","X","X","X","X","X","-","-","-","-","-","-","-","-","-","-"]
["D4-9E(148, mux)","D4-9EP","V20006",1000346,1000345,"X","X","Δ","X","X","Δ","X","X","X","X","X","X","X","X","X","X","X","X","X","X","Δ","X","Δ","X","Δ","Δ","X","Δ","X","Δ"]
["F4-9E(128)停售","F4-9E","V20016",1000178,1000068,"-","-","-","-","-","-","-","-","-","-","X","X","X","X","X","X","X","X","X","X","-","-","-","-","-","-","-","-","-","-"]
["F4-9E(128)","F4-9ES","V20033",1000432,1000431,"-","-","-","-","-","-","-","-","-","-","X","X","X","X","X","X","X","X","X","X","-","-","-","-","-","-","-","-","-","-"]
["F4-9E(128)","F4-9EV","V20064",1000784,1000783,"X","X","X","X","X","X","X","X","X","X","X","X","X","X","X","X","X","X","X","X","Δ","X","-","X","-","Δ","X","-","X","-"]
["G3-9M(128)","G3-9M","V20039",1000521,1000520,"X","X","-","X","X","-","X","X","X","X","X","X","X","X","X","X","X","X","X","X","Δ","X","-","X","-","Δ","X","-","X","-"]
["G3-9M","G3-9MV","V20068",1001380,1001380,"X","X","Δ","X","X","Δ","X","X","X","X","-","-","-","-","-","-","-","-","-","-","X","X","X","X","X","X","X","X","X","X"]
["G4-9M(128)","G4-9M","V20007",1000169,1000047,"X","X","Δ","X","X","Δ","X","X","X","X","X","X","X","X","X","X","X","X","X","X","Δ","X","Δ","X","Δ","Δ","X","Δ","X","Δ"]
["X3-10L(192)","X3-10L","V20038",1000491,1000490,"-","-","-","-","-","-","-","-","-","-","X","X","X","X","X","X","X","X","X","X","Δ","X","-","X","-","Δ","X","-","X","-"]
["X3-10L(192)","X3-10LV","V20070",1001326,1001325,"X","X","X","X","X","X","X","X","X","X","X","X","X","X","X","X","X","X","X","X","X","X","X","X","X","X","X","X","X","X"]
["X4-12L(192, mux)","X4-12L","V20008",1000170,1000042,"X","X","X","X","X","X","X","X","X","X","X","X","X","X","X","X","X","X","X","X","X","X","X","X","X","X","X","X","X","X"]
["X6-16L(192, mux)","X6-16L","V20009",1000171,1000044,"X","X","X","X","X","X","X","X","X","X","X","X","X","X","X","X","X","X","X","X","X","X","X","X","X","X","X","X","X","X"]
["X6-16L(NGS)(192, mux)","X6-16LG","V20034",1000434,1000433,"-","-","-","-","-","-","-","-","-","-","-","-","-","-","-","-","-","-","-","-","-","X","X","X","X","-","X","X","X","X"]
["U5-15L(256, mux)","U5-15L","V20010",1000172,1000045,"-","-","-","-","-","-","-","-","-","-","-","-","-","-","-","-","-","-","-","-","-","-","-","-","-","-","-","-","-","-"]
["U5-15LE(256, mux)","U5-15LE","V20011",1000173,1000101,"X","X","X","X","X","X","X","X","X","X","X","X","X","X","X","X","X","X","X","X","X","X","X","X","-","X","X","X","X","-"]
["I4-11T(128)","I4-11T","V20012",1000174,1000052,"Δ","-","-","Δ","Δ","Δ","Δ","-","Δ","Δ","Δ","Δ","-","Δ","Δ","Δ","Δ","-","Δ","Δ","Δ","X","-","X","-","Δ","X","-","X","-"]
["F4-12L(128)停售","F4-12L","V20017",1000179,1000069,"-","-","-","-","-","-","-","-","-","-","X","X","X","X","X","X","X","X","X","X","-","-","-","-","-","-","-","-","-","-"]
["F4-12L(128)","F4-12LV","V20058",1000742,1000741,"X","X","X","X","X","X","X","X","X","X","X","X","X","X","X","X","X","X","X","X","Δ","X","X","X","-","Δ","X","X","X","-"]
["F4-12L(128)","F4-12LV2","V20058",1001403,1001403,"X","X","X","X","X","X","X","X","X","X","X","X","X","X","X","X","X","X","X","X","X","X","X","X","X","X","X","X","X","X"]
["X10-23L (128)","X10-23L","V20022",1000276,1000249,"X","X","Δ","X","X","Δ","X","X","X","X","X","X","X","X","X","X","X","X","X","X","Δ","X","-","X","-","Δ","X","-","X","-"]
["X9-22L (192, mux)","X9-22L","V20023",1000273,1000240,"X","X","Δ","X","X","Δ","X","X","X","X","X","X","X","X","X","X","X","X","X","X","Δ","X","X","X","-","Δ","X","X","X","-"]
["I7-18L (Hock stick,128)","I7-18L","V20024",1000277,1000250,"-","-","-","-","X","Δ","-","-","-","-","-","-","X","-","X","-","-","X","-","X","X","X","X","-","-","X","X","X","X","X"]
["G1-4P(64)停售","G1-4P","V20013",1000175,1000040,"-","-","-","-","-","-","-","-","-","-","X","X","X","X","X","X","X","X","X","X","-","-","-","-","-","-","-","-","-","-"]
["G1-4P(64)停售","G1-4PS","V20013",1000381,1000375,"-","-","-","-","-","-","-","-","-","-","X","X","X","X","X","X","X","X","X","X","-","-","-","-","-","-","-","-","-","-"]
["G1-4P(64)停售","G1-4PX","V20013",1000406,1000404,"-","-","-","-","-","-","-","-","-","-","X","X","X","X","X","X","X","X","X","X","-","-","-","-","-","-","-","-","-","-"]
["G1-4P（64）","G1-4PV","V20052",1000744,1000743,"X","X","X","X","X","X","X","X","X","X","X","X","X","X","X","X","X","X","X","X","X","X","X","X","-","X","X","X","X","-"]
["S1-6P(64)停售","S1-6P","V20014",1000176,1000066,"-","-","-","-","-","-","-","-","-","-","-","-","-","-","-","-","-","-","-","-","-","-","-","-","-","-","-","-","-","-"]
["S1-6PS(64) （非CE国家）","S1-6PS","V20056",1001012,1001011,"-","-","-","-","-","-","-","-","-","-","-","-","-","-","-","-","-","-","-","-","-","-","-","-","-","-","-","-","-","-"]
["S1-6P(96)","S1-6PX","V20048",1000275,1000242,"X","X","X","X","X","X","X","X","X","X","-","-","-","-","-","-","-","-","-","-","X","X","X","X","X","X","X","X","X","X"]
["S1-6P","S1-6PV","V20061",1001206,1001080,"X","X","X","X","X","X","X","X","X","X","-","-","-","-","-","-","-","-","-","-","X","X","X","X","X","X","X","X","X","X"]
["G4-12LV(兽用经直肠探头,128)","G4-12LV","V20026",1000344,1000343,"-","-","-","-","-","-","-","-","-","-","-","-","-","-","-","-","-","-","-","-","-","-","-","-","-","-","-","-","-","-"]
["G3-10P(儿童心脏探头,64)","G3-10P","V20025",1000337,1000336,"X","X","Δ","X","X","Δ","X","X","X","-","X","X","X","X","X","X","X","X","X","X","-","-","-","-","-","-","-","-","-","-"]
["G3-10PX(儿童心脏探头,96)","G3-10PX","V20031",1000372,1000371,"-","-","-","-","X","X","-","-","-","X","-","-","-","-","-","-","-","-","-","-","Δ","X","X","X","X","Δ","X","X","X","X",null,"-"]
["G3-8M(128)停售","G3-8M","V20028",1000390,1000376,"-","-","-","-","-","-","-","-","-","-","-","-","-","-","-","-","-","-","-","-","-","-","-","-","-","-","-","-","-","-"]
["G4-12P","G4-12PX","V20060",1001147,1001146,"X","X","X","X","X","X","X","X","X","X","-","-","-","-","-","-","-","-","-","-","-","X","X","X","X","-","X","X","X","X"]
["G4-12P(96)停产","G4-12P","V20035",1000500,1000499,"-","-","-","-","-","-","-","-","-","-","-","-","X","X","X","X","X","X","X","X","-","-","-","-","-","-","-","-","-","-"]
["BP4-9","BP4-9C","V20053",1000438,1000437,"X","X","Δ","X","X","Δ","X","X","X","X","X","X","X","X","X","X","X","X","X","X","Δ","X","X","X","-","Δ","X","X","X","-"]
["G1-3R","G1-3R","V20071",1000752,1000751,"X","Δ","Δ","X","Δ","Δ","X","X","X","X","X","X","X","X","X","X","X","X","X","X","Δ","X","-","X","-","Δ","X","-","X","-"]
["E3-8T","E3-8T","V20057",1000734,1000733,"-","-","-","-","-","-","-","-","-","-","-","-","-","-","-","-","-","-","-","-","-","-","-","-","-","-","-","-","-","-"]
[]
["Biopsy guide",null,null,"IPN"]
["Biopsy guide S1-8C","可重复使用，适用于S1-8C，S1-8CM","V30143",3100128,null,"X","-","-","-","-","-","-","-","-","-","-","-","-","-","-","-","-","-","-","-","-","-","-","-","-","-","-","-","-","-"]
["Biopsy guide G2-5C","可重复使用","V30026",3100102,null,"X","Δ","Δ","X","Δ","Δ","X","X","X","X","X","X","X","X","X","X","X","X","X","X","Δ","Δ","-","Δ","-","Δ","Δ","-","Δ","-"]
["Biopsy guide F2-5C","可重复使用，适用于F2-5C，F2-5CE，A2-5C","V30141",3100096,null,"X","Δ","Δ","X","Δ","Δ","X","X","X","X","X","X","X","X","X","X","X","X","X","X","Δ","-","-","-","-","Δ","-","-","-","-"]
["Biopsy guide G4-9E Steel","可重复使用","V30030",3100101,null,"X","X","X","X","X","X","X","X","X","X","X","X","X","X","X","X","X","X","X","X","X","X","X","X","-","X","X","X","X","-"]
["Biopsy guide G4-9E Steel 21G","可重复使用","V30217",3100211,null,"X","X","X","X","X","X","X","X","X","X","X","X","X","X","X","X","X","X","X","X","X","X","X","X","-","X","X","X","X","-"]
["Biopsy guide G4-9E Steel 14G","可重复使用","V30362",3100250,null,"X","X","X","X","X","X","X","X","X","X","X","X","X","X","X","X","X","X","X","X","X","X","X","X","-","X","X","X","X","-"]
["Biopsy guide G4-9E Steel 17G","可重复使用","V30768",3100545,null,"X","X","X","X","X","X","X","X","X","X","X","X","X","X","X","X","X","X","X","X","X","X","X","X","-","X","X","X","X","-"]
["Biopsy guide F4-9E","可重复使用，适用于F4-9E,A4-9E","V30205",3100188,null,"X","-","-","-","-","-","X","X","X","X","X","X","X","X","X","X","X","X","X","X","Δ","X","-","X","-","Δ","X","-","X","-"]
["Biopsy guide X6-16L","可重复使用","V30028",3100093,null,"X","X","X","X","X","X","X","X","X","X","X","X","X","X","X","X","X","X","X","X","X","X","X","X","X","X","X","X","X","X"]
["Biopsy guide X4-12L","可重复使用","V30118",3100092,null,"X","X","X","X","X","X","X","X","X","X","X","X","X","X","X","X","X","X","X","X","X","X","X","X","X","X","X","X","X","X"]
["Biopsy guide F4-12L","可重复使用,适用于F4-12L，F4-12LV,A4-12L","V30142",3100130,null,"X","X","X","X","X","X","#","#","#","#","X","X","X","X","X","#","#","#","#","#","Δ","X","X","X","-","Δ","X","X","X","-"]
["Biopsy guide G1-4P","可重复使用，适用于G1-4P，A1-4P，G1-4PV","V30119",3100095,null,"X","X","X","X","X","X","X","X","X","X","X","X","X","X","X","X","X","X","X","X","X","X","X","X","-","X","X","X","X","-"]
["Biopsy guide S1-6P","可重复使用，适用于S1-6P，S1-6PS","V30120",3100094,null,"X","-","-","-","-","-","X","X","X","X","-","-","-","-","-","X","X","X","X","X","X","-","-","-","-","X","-","-","-","-"]
["Biopsy guide BP4-9","可重复使用","V30523",3100392,null,"X","X","Δ","X","X","Δ","X","X","X","X","X","X","X","X","X","X","X","X","X","X","Δ","X","X","X","-","Δ","X","X","X","-"]
["Biopsy guide X4-9E","可重复使用，适用于X4-9E,A4-9EV,F4-9EV","V30522",3100384,null,"X","X","X","X","X","X","X","X","X","X","X","X","X","X","X","X","X","X","X","X","X","X","X","X","-","X","X","X","X","-"]
["Biopsy guide S1-6PX","可重复使用","V30653",3100438,null,"X","-","-","X","-","-","X","X","X","X","X","X","X","X","X","X","X","X","X","X","-","-","-","-","-","-","-","-","-","-"]
["Biopsy guide X2-6C","可重复使用","V30654",3100454,null,"X","X","X","X","X","X","X","X","X","X","X","X","X","X","X","X","X","X","X","X","X","X","X","X","X","X","X","X","X","X"]
["Biopsy guide S2-9C","可重复使用","V30769","3100473",null,"X","X","Δ","X","X","Δ","X","X","X","X","X","X","X","X","X","X","X","X","X","X","X","X","X","X","-","X","X","X","X","-"]
["一次性穿刺架，LEAPMED LPESE123","-","T10004",3100243,null,"-","-","-","-","-","-","-","-","-","-","-","-","-","-","-","-","-","-","-","-","-","-","-","-","-","-","-","-","-","-"]
["Biopsy guide S1-6PV","可重复使用","V30824",3100668,null,"X","X","X","X","X","X","X","X","X","X","-","-","-","-","-","-","-","-","-","-","X","X","X","X","X","X","X","X","X","X"]

{"sheet":"Orchid-Oversea","index":5,"n_rows":322,"n_cols":48,"rows_kept":322,"cut":false,"hidden":false,"merged":[[148,0,149,0],[148,2,149,2]]}
["Suitable software verison：","Release time：",null,null,null,"X  代表标配","- 代表不支持","Δ支持但隐藏","# 法规未注册","O 代表选配",{"$nulls":25},"X  代表标配","- 代表不支持","Δ支持但隐藏","# 法规未注册","O 代表选配"]
[]
["红底：未注册机型/不发放",null,"ProductID",null,null,"G86E|Russia","G86|Russia","G86P|Russia","M86E|Russia","M86|Russia","M86P|Russia","V75E|Russia","V75|Russia","V75P|Russia","G86_8","G90","G90E","M90","M90E","G86E","G86_2_3","M86E","M86_5_7","V75E","V75_4_5_6_7","V75P","V75D","X9E","X9_4_5_6_7","X9P","X9D","M80_4_6","G65E|Russia","G65|Russia","G65P|Russia","G65_8","G65E","G65_4_5_6_7","G65P","G65D","V65E","V65_4_5_6_7","V65P","V65D","X8E","X8_4_5_6_7","X8P","X8D"]
["灰底：停用",{"$nulls":19},"V10465",{"$nulls":7},"V10100",{"$nulls":16},"V10101"]
[]
[]
[{"$nulls":5},"Russia","Russia","Russia","Russia","Russia","Russia","Russia","Russia","Russia",{"$nulls":18},"Russia","Russia","Russia"]
[null,null,"Memo",null,null,"MLP","MLP","MLP","MLP","MLP","MLP","NLP","NLP","NLP","ORCHID-G0","MLP","MLP","MLP","MLP","MLP","ORCHID-G0","NLP","ORCHID-G1","NLP","ORCHID-G1","NLP","NLP","NLP","ORCHID-G1","NLP","NLP","ORCHID-G1","NLP","NLP","NLP","ORCHID-G1","NLP","ORCHID-G1","NLP","NLP","NLP","ORCHID-G1","NLP","NLP","NLP","ORCHID-G1","NLP","NLP"]
["Product ",null,"ProductDisplayName",null,null,"G86ER","G86R","G86PR","M86ER","M86R","M86PR","V75E","V75","V75P","G86_BR","G90","G90E","M90","M90E","G86E","G86","M86E","M86","V75E","V75","V75P","V75D","X9E","X9","X9P","X9D","M80","G65E","G65","G65P","G65_BR","G65E","G65","G65P","G65D","V65E","V65","V65P","V65D","X8E","X8","X8P","X8D"]
[" 2D Imaging Features","Product-OptionalFeatures ",null,"IPN"]
["Channel count",null,null,"物理通道",null,"192x4","192x4","192x4","192x4","192x4","192x4","192x4","192x4","192x4","192x4","192x4","192x4","192x4","192x4","192x4","192x4","192x4","192x4","192x4","192x4","192x4","192x4","192x4","192x4","192x4","192x4","192x4","128x4","128x4","128x4","128x4","128x4","128x4","128x4","128x4","128x4","128x4","128x4","128x4","128x4","128x4","128x4","128x4"]
["Frequency range",null,null,"主机频率响应",null,"25Mhz","25Mhz","25Mhz","25Mhz","25Mhz","25Mhz","25Mhz","25Mhz","25Mhz","25Mhz","25Mhz","25Mhz","25Mhz","25Mhz","25Mhz","25Mhz","25Mhz","25Mhz","25Mhz","25Mhz","25Mhz","25Mhz","25Mhz","25Mhz","25Mhz","25Mhz","25Mhz","25Mhz","25Mhz","25Mhz","25Mhz","25Mhz","25Mhz","25Mhz","25Mhz","25Mhz","25Mhz","25Mhz","25Mhz","25Mhz","25Mhz","25Mhz","25Mhz"]
["VFusion","VFusion",null,"复合超声成像",null,"X","X","X","X","X","X","X","X","X","X","X","X","X","X","X","X","X","X","X","X","X","X","X","X","X","X","X","X","X","X","X","X","X","X","X","X","X","X","X","X","X","X","X"]
["VSpeckle I ",null,"V30598","I型组织斑点噪声抑制 ",null,"X","X","X","X","X","X","X","X","X","X","X","X","X","X","X","X","X","X","X","X","X","X","X","X","X","X","X","X","X","X","X","X","X","X","X","X","X","X","X","X","X","X","X"]
["VSpeckle","Vspeckle1New","V30209","组织斑点噪声抑制 ",null,"X","X","X","X","X","X","X","X","X","X","X","X","X","X","X","X","X","X","X","X","X","X","X","X","X","X","X","X","X","X","X","X","X","X","X","X","X","X","X","X","X","X","X"]
["VTissue","VTissue","V30041","组织速度特征成像",null,"X","X","X","X","X","X","X","X","X","X","X","X","X","X","X","X","X","X","X","X","X","X","X","X","X","X","X","X","X","X","X","X","X","X","X","X","X","X","X","X","X","X","X"]
["Auto optimization","Auto optimization",null,"自动优化",null,"X","X","X","X","X","X","X","X","X","X","X","X","X","X","X","X","X","X","X","X","X","X","X","X","X","X","X","X","X","X","X","X","X","X","X","X","X","X","X","X","X","X","X"]
["Easy Compare","Easy Compare","V30063","记忆追踪对比技术",null,"X","X","X","X","X","X","X","X","X","X","X","X","X","X","X","X","X","X","X","X","X","X","X","X","X","X","X","X","X","X","X","X","X","X","X","X","X","X","X","X","X","X","X"]
["Duplex/Triplex 2D/Color/PW","Duplex/Triplex 2D/Color/PW","V30081","二同步/三同步图像显示",null,"X","X","X","X","X","X","X","X","X","X","X","X","X","X","X","X","X","X","X","X","X","X","X","X","X","X","X","X","X","X","X","X","X","X","X","X","X","X","X","X","X","X","X"]
["CWD","CWD","V30051","连续多普勒",null,"X","X","X","X","X","X","X","X","X","X","X","X","X","X","X","X","X","X","X","X","X","X","X","X","X","X","X","X","X","X","X","X","X","X","X","X","X","X","X","X","X","X","X"]
["CWD",null,"V30302","T-CWD套件",null,"-","-","-","-","-","-","-","-","-","-","-","-","-","-","-","-","-","-","-","-","-","-","-","-","-","-","-","-","-","-","-","-","-","-","-","-","-","-","-","-","-","-","-"]
["PWD","PW",null,"脉冲多普勒",null,"X","X","X","X","X","X","X","X","X","X","X","X","X","X","X","X","X","X","X","X","X","X","X","X","X","X","X","X","X","X","X","X","X","X","X","X","X","X","X","X","X","X","X"]
["Multi Doppler","MultiGatesPW","V30624","多门多普勒",null,"-","-","-","-","-","-","-","-","-","-","-","-","-","-","-","-","-","-","-","-","-","-","-","-","-","-","-","-","-","-","-","-","-","-","-","-","-","-","-","-","-","-","-"]
["RF based Zoom","ReadZoom","V30590","实时局部放大",null,"X","X","X","X","X","X","X","X","X","X","X","X","X","X","X","X","X","X","X","X","X","X","X","X","X","X","X","X","X","X","X","X","X","X","X","X","X","X","X","X","X","X","X"]
["FULL screen","FullScreen","V30310","全屏显示",null,"X","X","X","X","X","X","X","X","X","X","X","X","X","X","X","X","X","X","X","X","X","X","X","X","X","X","X","X","X","X","X","X","X","X","X","X","X","X","X","X","X","X","X"]
["Smart Touch Zoom","Smart Touch Zoom","V30175","图像触摸屏缩放操作模式",null,"Δ","Δ","Δ","Δ","Δ","Δ","Δ","Δ","Δ","Δ","Δ","Δ","Δ","Δ","Δ","Δ","Δ","Δ","Δ","Δ","Δ","Δ","Δ","Δ","Δ","Δ","Δ","Δ","Δ","Δ","Δ","Δ","Δ","Δ","Δ","Δ","Δ","Δ","Δ","Δ","Δ","Δ","Δ"]
["CFI function","CF",null,"彩色多普勒",null,"X","X","X","X","X","X","X","X","X","X","X","X","X","X","X","X","X","X","X","X","X","X","X","X","X","X","X","X","X","X","X","X","X","X","X","X","X","X","X","X","X","X","X"]
["advanced CFI","FlowNewAlgorithm",null,"高灵敏度彩色多普勒",null,"X","X","X","X","X","X","X","X","X","X","X","X","X","X","X","X","X","X","X","X","X","X","X","X","X","X","X","X","X","X","X","X","X","X","X","X","X","X","X","X","X","X","X"]
["PDI function","PDI",null,"能量多普勒",null,"X","X","X","X","X","X","X","X","X","X","X","X","X","X","X","X","X","X","X","X","X","X","X","X","X","X","X","X","X","X","X","X","X","X","X","X","X","X","X","X","X","X","X"]
["B+CF simultaneously ","B+CF simultaneously","V30064","灰阶与彩色双幅显示",null,"X","X","X","X","X","X","X","X","X","X","X","X","X","X","X","X","X","X","X","X","X","X","X","X","X","X","X","X","X","X","X","X","X","X","X","X","X","X","X","X","X","X","X"]
["CF Velocity Profile","CF Velocity Profile","V30179","血流速度分布图",null,"X","X","X","X","X","X","X","X","X","X","X","X","X","X","X","X","X","X","X","X","X","X","X","X","X","X","X","X","X","X","X","X","X","X","X","X","X","X","X","X","X","X","X"]
["TView ","TView","V30052","梯形成像",null,"X","X","X","X","X","X","X","X","X","X","X","X","X","X","X","X","X","X","X","X","X","X","X","X","X","X","X","X","X","X","X","X","X","X","X","X","X","X","X","X","X","X","X"]
["Pview","PView","V30031","宽景成像",null,"X","X","X","X","X","X","X","X","X","X","X","X","X","X","X","X","X","X","X","X","X","X","X","X","X","X","X","X","X","X","X","X","X","X","X","X","X","X","X","X","X","X","X"]
["Color M mode","Color M-mode","V30061","彩色M型",null,"X","X","X","X","X","X","X","X","X","X","X","X","X","X","X","X","X","X","X","X","X","X","X","X","X","X","X","X","X","X","X","X","X","X","X","X","X","X","X","X","X","X","X"]
["MAM (multi angle M mode)","Multi Angle M-mode with 360 degree rotation","V30021","全方位M型",null,"X","X","X","X","X","X","X","X","X","X","X","X","X","X","X","X","X","X","X","X","X","X","X","X","X","X","X","X","X","X","X","X","X","X","X","X","X","X","X","X","X","X","X"]
["Curve M Mode",null,"V30596","曲线解剖M型",null,"X","X","X","X","X","X","X","X","X","X","X","X","X","X","X","X","X","X","X","X","X","X","X","X","X","X","X","X","X","X","X","X","X","X","X","X","X","X","X","X","X","X","X"]
["Tissue Doppler (TD)","TD","V30065","组织多普勒",null,"X","X","X","X","X","X","X","X","X","X","X","X","X","X","X","X","X","X","X","X","X","X","X","X","X","X","X","X","X","X","X","X","X","X","X","X","X","X","X","X","X","X","X"]
["Tissue Velocity Imaging (TVI)","TVI","V30036","组织速度成像",null,"X","X","X","X","X","X","X","X","X","X","X","X","X","X","X","X","X","X","X","X","X","X","X","X","X","X","X","X","X","X","X","X","X","X","X","X","X","X","X","X","X","X","X"]
["Tissue Velocity M-mode (TVM)","Tissue Velocity M-mode (TVM)","V30039","组织速度M型",null,"X","X","X","X","X","X","X","X","X","X","X","X","X","X","X","X","X","X","X","X","X","X","X","X","X","X","X","X","X","X","X","X","X","X","X","X","X","X","X","X","X","X","X"]
["Tissue Power Imaging (TPI)","Tissue Power Imaging(TPI)","V30170","组织多普勒能量图",null,"O","O","O","Δ","Δ","Δ","Δ","Δ","Δ","O","O","O","O","O","O","O","Δ","Δ","Δ","Δ","Δ","Δ","O","O","O","O","Δ","Δ","Δ","Δ","Δ","Δ","Δ","Δ","Δ","Δ","Δ","Δ","Δ","Δ","Δ","Δ","Δ"]
["Auto IMT","Auto IMT","V30033","颈动脉内中膜自动测量",null,"X","X","X","X","X","X","X","X","X","X","X","X","X","X","X","X","X","X","X","X","X","X","X","X","X","X","X","X","X","X","X","X","X","X","X","X","X","X","X","X","X","X","X"]
["Auto EF","Auto EF","V30149","左心室射血分数自动测量包",null,"X","X","X","X","X","X","X","X","X","X","X","X","X","X","X","X","X","X","X","X","X","X","X","X","X","X","X","X","X","X","X","X","X","X","X","X","X","X","X","X","X","X","X"]
["Auto OB","Auto OB","V30171","产科自动测量",null,"X","X","X","X","X","X","X","X","X","X","X","X","X","X","X","X","X","X","X","X","X","X","X","X","X","X","X","X","X","X","X","X","X","X","X","X","X","X","X","X","X","X","X"]
["Auto Bladder","Auto Bladder","V30172","膀胱自动测量",null,"X","X","X","X","X","X","X","X","X","X","X","X","X","X","X","X","X","X","X","X","X","X","X","X","X","X","X","X","X","X","X","X","X","X","X","X","X","X","X","X","X","X","X"]
["Tissue/pulse inversion harmonic","Har",null,"组织/反相脉冲谐波成像",null,"X","X","X","X","X","X","X","X","X","X","X","X","X","X","X","X","X","X","X","X","X","X","X","X","X","X","X","X","X","X","X","X","X","X","X","X","X","X","X","X","X","X","X"]
["Elastic imaging","Elastic imaging","V30053","弹性成像",null,"X","X","X","X","X","X","X","X","X","X","X","X","X","X","X","X","X","X","X","X","X","X","X","X","X","X","X","X","X","X","X","X","X","X","X","X","X","X","X","X","X","X","X"]
["Contrast imaging","Contrast imaging","V30054","CBI微泡造影成像(包含PPI造影分析)",null,"X","X","X","O","O","O","X","X","X","X","X","X","X","X","X","X","O","O","X","X","X","X","X","X","X","X","O","O","O","O","O","O","O","O","O","O","O","O","O","O","O","O","O"]
["vFlash","VFlash","V30176","声动力成像",null,"-","-","-","-","-","-","-","-","-","-","-","-","-","-","-","-","-","-","-","-","-","-","-","-","-","-","-","-","-","-","-","-","-","-","-","-","-","-","-","-","-","-","-"]
["B/Color steer",null,"V30595","灰阶与彩色独立偏转",null,"X","X","X","X","X","X","X","X","X","X","X","X","X","X","X","X","X","X","X","X","X","X","X","X","X","X","X","X","X","X","X","X","X","X","X","X","X","X","X","X","X","X","X"]
["Needle enhancement","Needle enhancement","V30080","穿刺增强",null,"O","O","O","O","O","O","O","O","O","O","O","O","O","O","O","O","O","O","O","O","O","O","O","O","O","O","O","O","O","O","O","O","O","O","O","O","O","O","O","O","O","O","O"]
["Auto needle enhancement","Auto Needle enhancement","V30739","自动穿刺增强",null,"-","-","-","-","-","-","-","-","-","-","-","-","-","-","-","-","-","-","-","-","-","-","-","-","-","-","-","-","-","-","-","-","-","-","-","-","-","-","-","-","-","-","-"]
["Support Mobile data transmission via Bluetooth and E-Mail","Support Mobile data transmission via Bluetooth and E-Mail","V30082","移动图像传输方案",null,"X","X","X","X","X","X","X","X","X","X","X","X","X","X","X","X","X","X","X","X","X","X","X","X","X","X","X","X","X","X","X","X","X","X","X","X","X","X","X","X","X","X","X"]
["SGC","Scanline Gain Compensation","V30107","扫描增益补偿",null,"X","X","X","X","X","X","X","X","X","X","X","X","X","X","X","X","X","X","X","X","X","X","X","X","X","X","X","X","X","X","X","X","X","X","X","X","X","X","X","X","X","X","X"]
["Tutorials","Tutorial","V30195","超声教学功能",null,"X","X","X","X","X","X","X","X","X","X","X","X","X","X","X","X","X","X","X","X","X","X","X","X","X","X","X","X","X","X","X","X","X","X","X","X","X","X","X","X","X","X","X"]
["Maximum linear probe depth display (X6Δ16L)","X6-16L_MaxDepth",null,null,null,"-","-","-","-","-","-","-","-","-","-","-","-","-","-","-","-","-","-","-","-","-","-","-","-","-","-","-","-","-","-","-","-","-","-","-","-","-","-","-","-","-","-","-"]
["PWV","Pulse Wave Velocity(PWV)","V30210","脉搏波定量分析",null,"O","O","O","O","O","O","O","O","O","O","O","O","O","O","O","O","O","O","O","O","O","O","O","O","O","O","O","O","O","O","O","O","O","O","O","O","O","O","O","O","O","O","O"]
["AMAS( Automatic measurement of Arterial stiffness ) ","Advanced PWV","V30354","整体动脉僵硬度自动测量系统",null,"O","O","O","O","O","O","O","O","O","O","O","O","O","O","O","O","O","O","O","O","O","O","O","O","O","O","O","O","O","O","O","O","O","O","O","O","O","O","O","O","O","O","O"]
["Stress Echo","Stress Echo","V30211","负荷成像",null,"X","X","X","X","X","X","X","X","X","X","X","X","X","X","X","X","X","X","X","X","X","X","X","X","X","X","X","X","X","X","X","X","X","X","X","X","X","X","X","X","X","X","X"]
["2D auto follicle","Auto Follicle","V30212","二维卵泡自动测量",null,"X","X","X","X","X","X","X","X","X","X","X","X","X","X","X","X","X","X","X","X","X","X","X","X","X","X","X","X","X","X","X","X","X","X","X","X","X","X","X","X","X","X","X"]
["HSG","C3DC4D(HSG)","V30215","输卵管容积造影",null,"X","X","X","X","X","X","X","X","X","X","X","X","X","X","X","X","X","X","X","X","X","X","X","X","X","X","X","X","X","X","X","X","X","X","X","X","X","X","X","X","X","X","X"]
["VINNO Cardiac Quantification","vCQ","V30291","辅助诊疗功能",null,"O","O","O","O","O","O","O","O","O","O","O","O","O","O","O","O","O","O","O","O","O","O","O","O","O","O","O","O","O","O","O","O","O","O","O","O","O","O","O","O","O","O","O"]
["Zone Imaging","ZoneImage","V30303","全御相关成像",null,"X","X","X","X","X","X","X","X","X","X","X","X","X","X","X","X","X","X","X","X","X","X","X","X","X","X","X","X","X","X","X","X","X","X","X","X","X","X","X","X","X","X","X"]
[" VFlow","HQFlow","V30355","高灵敏度血流",null,"X","X","X","X","X","X","X","X","X","X","X","X","X","X","X","X","X","X","X","X","X","X","X","X","X","X","X","X","X","X","X","X","X","X","X","X","X","X","X","X","X","X","X"]
["Strain Imaging","Strain Rate","V30356","应变成像",null,"X","X","X","X","X","X","X","X","X","X","X","X","X","X","X","X","X","X","X","X","X","X","X","X","X","X","X","X","X","X","X","X","X","X","X","X","X","X","X","X","X","X","X"]
["VAid (Real-time Auto Breast Lesion Detection)","AI","V30357","乳腺自动化病灶辅助检测",null,"O","O","O","O","O","O","O","O","O","O","O","O","O","O","O","O","O","O","O","O","O","O","O","O","O","O","O","O","O","O","O","O","O","O","O","O","O","O","O","O","O","O","O"]
["VAid Liver","AI_Liver","V30616","肝脏自动检测分析",null,"O","O","O","O","O","O","O","O","O","O","O","O","O","O","O","O","O","O","O","O","O","O","O","O","O","O","O","O","O","O","O","O","O","O","O","O","O","O","O","O","O","O","O"]
["VAid Thyroid","AI_Thyroid","V30617","甲状腺自动检测分析",null,"O","O","O","O","O","O","O","O","O","O","O","O","O","O","O","O","O","O","O","O","O","O","O","O","O","O","O","O","O","O","O","O","O","O","O","O","O","O","O","O","O","O","O"]
["Emergency","Emergency Package","V30463","急诊",null,"-","-","-","-","-","-","-","-","-","-","-","-","-","-","-","-","-","-","-","-","-","-","-","-","-","-","-","-","-","-","-","-","-","-","-","-","-","-","-","-","-","-","-"]
["Nephrology","Nephrology Package","V30464","肾内（血管通路）",null,"-","-","-","-","-","-","-","-","-","-","-","-","-","-","-","-","-","-","-","-","-","-","-","-","-","-","-","-","-","-","-","-","-","-","-","-","-","-","-","-","-","-","-"]
["ICU","ICU Package","V30465","重症",null,"-","-","-","-","-","-","-","-","-","-","-","-","-","-","-","-","-","-","-","-","-","-","-","-","-","-","-","-","-","-","-","-","-","-","-","-","-","-","-","-","-","-","-"]
["Anesthesia","Anesthesia Package","V30419","神经麻醉包",null,"-","-","-","-","-","-","-","-","-","-","-","-","-","-","-","-","-","-","-","-","-","-","-","-","-","-","-","-","-","-","-","-","-","-","-","-","-","-","-","-","-","-","-"]
["MSK","MSKPackage","V30361","肌骨",null,"-","-","-","-","-","-","-","-","-","-","-","-","-","-","-","-","-","-","-","-","-","-","-","-","-","-","-","X","X","X","X","X","X","X","X","X","X","X","X","X","X","X","X"]
["VAid VTI","AutoVTI","V30761","自动左室流出道时间速度积分",null,"-","-","-","-","-","-","-","-","-","-","-","-","-","-","-","-","-","-","-","-","-","-","-","-","-","-","-","-","-","-","-","-","-","-","-","-","-","-","-","-","-","-","-"]
["VAid IVC","AutoIVC","V30762","自动下腔静脉塌陷率",null,"-","-","-","-","-","-","-","-","-","-","-","-","-","-","-","-","-","-","-","-","-","-","-","-","-","-","-","-","-","-","-","-","-","-","-","-","-","-","-","-","-","-","-"]
["Auto DFR","AutoDFR","V30764","自动舒张功能",null,"-","-","-","-","-","-","-","-","-","-","-","-","-","-","-","-","-","-","-","-","-","-","-","-","-","-","-","-","-","-","-","-","-","-","-","-","-","-","-","-","-","-","-"]
["Auto DPF","AutoDPF","V30765","自动膈肌功能评估",null,"-","-","-","-","-","-","-","-","-","-","-","-","-","-","-","-","-","-","-","-","-","-","-","-","-","-","-","-","-","-","-","-","-","-","-","-","-","-","-","-","-","-","-"]
["PointOfCare","POCPackage","V30785","POC包",null,"-","-","-","-","-","-","-","-","-","-","-","-","-","-","-","-","-","-","-","-","-","-","-","-","-","-","-","-","-","-","-","-","-","-","-","-","-","-","-","-","-","-","-"]
["POC Work flow","PocWorkflow","V30767","POC流程工具",null,"-","-","-","-","-","-","-","-","-","-","-","-","-","-","-","-","-","-","-","-","-","-","-","-","-","-","-","-","-","-","-","-","-","-","-","-","-","-","-","-","-","-","-"]
["Auto B-line","AutoBline","V30763","自动B线",null,"-","-","-","-","-","-","-","-","-","-","-","-","-","-","-","-","-","-","-","-","-","-","-","-","-","-","-","-","-","-","-","-","-","-","-","-","-","-","-","-","-","-","-"]
["Auto Nerve","AutoNerve","V30766 ","自动神经识别",null,"-","-","-","-","-","-","-","-","-","-","-","-","-","-","-","-","-","-","-","-","-","-","-","-","-","-","-","-","-","-","-","-","-","-","-","-","-","-","-","-","-","-","-"]
["Auto Pleura ","AutoPleura ","V30781","胸膜自动识别",null,"-","-","-","-","-","-","-","-","-","-","-","-","-","-","-","-","-","-","-","-","-","-","-","-","-","-","-","-","-","-","-","-","-","-","-","-","-","-","-","-","-","-","-"]
["VReport","VReport","V30363","VReport",null,"O","O","O","O","O","O","O","O","O","O","O","O","O","O","O","O","O","O","O","O","O","O","O","O","O","O","O","O","O","O","O","O","O","O","O","O","O","O","O","O","O","O","O"]
["VSPORT","SPORTPackage","V30386","运动版",null,"-","-","-","-","-","-","-","-","-","-","-","-","-","-","-","-","-","-","-","-","-","-","-","-","-","-","-","-","-","-","-","-","-","-","-","-","-","-","-","-","-","-","-"]
["Remote Examination","Remote Examination","V30420","远程考核",null,"X","X","X","X","X","X","X","X","X","X","X","X","X","X","X","X","X","X","X","X","X","X","X","X","X","X","X","X","X","X","X","X","X","X","X","X","X","X","X","X","X","X","X"]
["Shear Wave Imaging(VShear)","SWEI","V30494","剪切波弹性成像(VShear)",null,"O","O","O","O","O","O","O","O","O","O","O","O","O","O","O","O","O","O","O","O","O","O","O","O","O","O","O","O","O","O","O","O","O","O","O","O","O","O","O","O","O","O","O"]
[" VLuminous Flow","RadiantFlow","V30495","立体血流",null,"X","X","X","X","X","X","X","X","X","X","X","X","X","X","X","X","X","X","X","X","X","X","X","X","X","X","X","X","X","X","X","X","X","X","X","X","X","X","X","X","X","X","X"]
["Live IMT","AutoImtInScan","V30496","实时IMT",null,"X","X","X","O","O","O","O","O","O","X","X","X","X","X","X","X","O","O","O","O","O","O","O","O","O","O","O","O","O","O","O","O","O","O","O","O","O","O","O","O","O","O","O"]
["VAim for OB","OB AIMeasure","V30497","VAim:产科自动测量",null,"X","X","X","X","X","X","X","X","X","X","X","X","X","X","X","X","X","X","X","X","X","X","X","X","X","X","X","X","X","X","X","X","X","X","X","X","X","X","X","X","X","X","X"]
["VAim for HIP","DDH AIMeasure","V30498","VAim:小儿髋关节自动测量",null,"X","X","X","X","X","X","X","X","X","X","X","X","X","X","X","X","X","X","X","X","X","X","X","X","X","X","X","X","X","X","X","X","X","X","X","X","X","X","X","X","X","X","X"]
["VAim for Follicle","Follicle AIMeasure","V30499","VAim:卵泡自动测量",null,"X","X","X","X","X","X","X","X","X","X","X","X","X","X","X","X","X","X","X","X","X","X","X","X","X","X","X","X","X","X","X","X","X","X","X","X","X","X","X","X","X","X","X"]
["VAim for Pelvic","VAS AIMeasure","V30500","VAim:盆底脱垂自动测量",null,"X","X","X","O","O","O","O","O","O","X","X","X","X","X","X","X","O","O","O","O","O","O","O","O","O","O","O","O","O","O","O","O","O","O","O","O","O","O","O","O","O","O","O"]
["VAim for LEVA(3D)","LEVA AIMeasure","V30501","VAim:3D盆底肛提肌裂孔自动测量",null,"X","X","X","O","O","O","O","O","O","X","X","X","X","X","X","X","O","O","O","O","O","O","O","O","O","O","O","O","O","O","O","O","O","O","O","O","O","O","O","O","O","O","O"]
["Customized Auto Workflow(VWork)","Auto Works","V30502","自定义工作流(VWork)",null,"X","X","X","X","X","X","X","X","X","X","X","X","X","X","X","X","X","X","X","X","X","X","X","X","X","X","X","X","X","X","X","X","X","X","X","X","X","X","X","X","X","X","X"]
["Auto Flow Volume","Auto Flow Volume","V30531","血流量自动测量",null,"O","O","O","O","O","O","O","O","O","O","O","O","O","O","O","O","O","O","O","O","O","O","O","O","O","O","O","O","O","O","O","O","O","O","O","O","O","O","O","O","O","O","O"]
["Cardiac Guide","Cardiac Guide","V30554","心脏AI导航",null,"-","-","-","-","-","-","-","-","-","-","-","-","-","-","-","-","-","-","-","-","-","-","-","-","-","-","-","-","-","-","-","-","-","-","-","-","-","-","-","-","-","-","-"]
["lung ai","LungAI","V30559","智能肺超",null,"-","-","-","-","-","-","-","-","-","-","-","-","-","-","-","-","-","-","-","-","-","-","-","-","-","-","-","-","-","-","-","-","-","-","-","-","-","-","-","-","-","-","-"]
["Tissue boost","SupportTissueBoost","V30626","组织增强 ",null,"-","-","-","-","-","-","-","-","-","-","-","-","-","-","-","-","-","-","-","-","-","-","-","-","-","-","-","-","-","-","-","-","-","-","-","-","-","-","-","-","-","-","-"]
["Research Access","Research Access","V30714 ","原始科研数据导出",null,"-","-","-","-","-","-","-","-","-","-","-","-","-","-","-","-","-","-","-","-","-","-","-","-","-","-","-","-","-","-","-","-","-","-","-","-","-","-","-","-","-","-","-"]
["Remote consultation","Remote Consultation","V30740","远程会诊",null,"-","-","-","-","-","-","-","-","-","-","-","-","-","-","-","-","-","-","-","-","-","-","-","-","-","-","-","-","-","-","-","-","-","-","-","-","-","-","-","-","-","-","-"]
["ECG Function","ECG","V30786","ECG 软件功能",null,"O","O","O","O","O","O","O","O","O","O","O","O","O","O","O","O","O","O","O","O","O","O","O","O","O","O","O","O","O","O","O","O","O","O","O","O","O","O","O","O","O","O","O"]
["DICOM export and storage, printer, worklist","DICOM export and storage, printer, worklist","V30038","DICOM3.0基础功能（导出与存储，打印,列表）",null,"X","X","X","X","X","X","X","X","X","X","X","X","X","X","X","X","X","X","X","X","X","X","X","X","X","X","X","X","X","X","X","X","X","X","X","X","X","X","X","X","X","X","X"]
["DICOM export and storage, ","DicomStoragePackage","V30359","DICOM3.0基础功能",null,"-","-","-","-","-","-","-","-","-","-","-","-","-","-","-","-","-","-","-","-","-","-","-","-","-","-","-","-","-","-","-","-","-","-","-","-","-","-","-","-","-","-","-"]
["DICOM printer/ worklist","DicomNetworkPackage","V30360","DICOM3.0接口",null,"-","-","-","-","-","-","-","-","-","-","-","-","-","-","-","-","-","-","-","-","-","-","-","-","-","-","-","-","-","-","-","-","-","-","-","-","-","-","-","-","-","-","-"]
["Transfer image to FTP server","Transfer image to FTP server","V30087","传输影像至FTP服务器",null,"X","X","X","X","X","X","X","X","X","X","X","X","X","X","X","X","X","X","X","X","X","X","X","X","X","X","X","X","X","X","X","X","X","X","X","X","X","X","X","X","X","X","X"]
["RF data export","RF data export","V30088","RF元数据导出",null,"Δ","Δ","Δ","Δ","Δ","Δ","Δ","Δ","Δ","Δ","Δ","Δ","Δ","Δ","Δ","Δ","Δ","Δ","Δ","Δ","Δ","Δ","Δ","Δ","Δ","Δ","Δ","Δ","Δ","Δ","Δ","Δ","Δ","Δ","Δ","Δ","Δ","Δ","Δ","Δ","Δ","Δ","Δ"]
["vCloud interface","vCloud","V30173","远程传输接口",null,"X","X","X","X","X","X","X","X","X","X","X","X","X","X","X","X","X","X","X","X","X","X","X","X","X","X","X","X","X","X","X","X","X","X","X","X","X","X","X","X","X","X","X"]
[]
["3D/4D Imaging Features"]
["3D imaging","3D imaging","V30135","三维成像",null,"X","X","X","X","X","X","X","X","X","X","X","X","X","X","X","X","X","X","X","X","X","X","X","X","X","X","X","X","X","X","X","X","X","X","X","X","X","X","X","X","X","X","X"]
["Real-time grayscale 4D","Real-time grayscale 4D","V30066","实时灰阶四维",null,"X","X","X","X","X","X","X","X","X","X","X","X","X","X","X","X","X","X","X","X","X","X","X","X","X","X","X","X","X","X","X","X","X","X","X","X","X","X","X","X","X","X","X"]
["4D Volume/sec (65 angle)",null,null,"四维帧频"]
["Tomographic display (Mcut)","Tomographic display (Mcut)","V30067","超声断层成像",null,"X","X","X","X","X","X","X","X","X","X","X","X","X","X","X","X","X","X","X","X","X","X","X","X","X","X","X","X","X","X","X","X","X","X","X","X","X","X","X","X","X","X","X"]
["Rendering algorithms",null,null,"渲染方式"]
["- maximum, minimum, XΔRay",null,null," 最大、最小、X光显影模式",null,"X","X","X","X","X","X","X","X","X","X","X","X","X","X","X","X","X","X","X","X","X","X","X","X","X","X","X","X","X","X","X","X","X","X","X","X","X","X","X","X","X","X","X"]
["- surface, smooth",null,null,"表面模式、平滑模式",null,"X","X","X","X","X","X","X","X","X","X","X","X","X","X","X","X","X","X","X","X","X","X","X","X","X","X","X","X","X","X","X","X","X","X","X","X","X","X","X","X","X","X","X"]
["Parameter adjustable after freeze",{"$nulls":4},"X","X","X","X","X","X","X","X","X","X","X","X","X","X","X","X","X","X","X","X","X","X","X","X","X","X","X","X","X","X","X","X","X","X","X","X","X","X","X","X","X","X","X"]
["HQ (High Quality) 3D/4D","HQ3D&HQ4D","V30035","羊膜腔镜成像技术",null,"X","X","X","X","X","X","X","X","X","X","X","X","X","X","X","X","X","X","X","X","X","X","X","X","X","X","X","X","X","X","X","X","X","X","X","X","X","X","X","X","X","X","X"]
["Spatio Temporal Image Correlation (STIC)",null,"V30037","时间空间相关成像",null,"O","O","O","O","O","O","O","O","O","O","O","O","O","O","O","O","O","O","O","O","O","O","O","O","O","O","O","O","O","O","O","O","O","O","O","O","O","O","O","O","O","O","O"]
["Spatio Temporal Image Correlation (STIC)","Spatio Temporal Image Correlation (STIC)","V30787","时间空间相关成像",null,"Δ","Δ","Δ","Δ","Δ","Δ","Δ","Δ","Δ","Δ","Δ","Δ","Δ","Δ","Δ","Δ","Δ","Δ","Δ","Δ","Δ","Δ","Δ","Δ","Δ","Δ","Δ","Δ","Δ","Δ","Δ","Δ","Δ","Δ","Δ","Δ","Δ","Δ","Δ","Δ","Δ","Δ","Δ"]
["Auto NT","Auto NT","V30040","自动颈项透明层测量",null,"X","X","X","X","X","X","X","X","X","X","X","X","X","X","X","X","X","X","X","X","X","X","X","X","X","X","X","X","X","X","X","X","X","X","X","X","X","X","X","X","X","X","X"]
["Auto IT measure","Auto IT","V30503","自动IT(颅内透明层)测量",null,"X","X","X","X","X","X","X","X","X","X","X","X","X","X","X","X","X","X","X","X","X","X","X","X","X","X","X","X","X","X","X","X","X","X","X","X","X","X","X","X","X","X","X"]
["Inversion mode","Inversion mode","V30057","灰阶反转模式",null,"X","X","X","X","X","X","X","X","X","X","X","X","X","X","X","X","X","X","X","X","X","X","X","X","X","X","X","X","X","X","X","X","X","X","X","X","X","X","X","X","X","X","X"]
["Magic cut","Magic cut","V30058","魔术刀",null,"X","X","X","X","X","X","X","X","X","X","X","X","X","X","X","X","X","X","X","X","X","X","X","X","X","X","X","X","X","X","X","X","X","X","X","X","X","X","X","X","X","X","X"]
["Smart touch panel 3D/4D operation","Smart touch panel 3D/4D operation","V30059","智能三维/四维触摸屏操作模式",null,"X","X","X","X","X","X","X","X","X","X","X","X","X","X","X","X","X","X","X","X","X","X","X","X","X","X","X","X","X","X","X","X","X","X","X","X","X","X","X","X","X","X","X"]
["Free view","Free view","V30060","容积超声断层成像",null,"X","X","X","X","X","X","X","X","X","X","X","X","X","X","X","X","X","X","X","X","X","X","X","X","X","X","X","O","O","O","O","O","O","O","O","O","O","O","O","O","O","O","O"]
["Smart 3D Volume Calculation","Smart 3D Volume Calculation","V30177","智能三维容积计算",null,"O","O","O","O","O","O","O","O","O","O","O","O","O","O","O","O","O","O","O","O","O","O","O","O","O","O","O","O","O","O","O","O","O","O","O","O","O","O","O","O","O","O","O"]
["Free 3D","Free 3D","V30178","自由臂3D",null,"O","O","O","O","O","O","O","O","O","O","O","O","O","O","O","O","O","O","O","O","O","O","O","O","O","O","O","O","O","O","O","O","O","O","O","O","O","O","O","O","O","O","O"]
["3D auto follicle","Follicle 3D","V30213","三维卵泡自动测量",null,"O","O","O","O","O","O","O","O","O","O","O","O","O","O","O","O","O","O","O","O","O","O","O","O","O","O","O","O","O","O","O","O","O","O","O","O","O","O","O","O","O","O","O"]
["4D HQ Silhouette mode","HQSilhouette","V30358","HQ剪影模式",null,"X","X","X","X","X","X","X","X","X","X","X","X","X","X","X","X","X","X","X","X","X","X","X","X","X","X","X","O","O","O","O","O","O","O","O","O","O","O","O","O","O","O","O"]
["Export 3D data for 3D printer","Export 3D data for 3D printer","V30504","导出3D打印数据",null,"X","X","X","X","X","X","X","X","X","X","X","X","X","X","X","X","X","X","X","X","X","X","X","X","X","X","X","X","X","X","X","X","X","X","X","X","X","X","X","X","X","X","X"]
["Auto Levator Ani","Auto Levator Hiatus","V30505","3D盆底肛提肌裂孔自动测量",null,"X","X","X","X","X","X","X","X","X","X","X","X","X","X","X","X","X","X","X","X","X","X","X","X","X","X","X","X","X","X","X","X","X","X","X","X","X","X","X","X","X","X","X"]
["3D Smart Face","3D Smart Face","V30506","智能胎儿面部成像",null,"X","X","X","O","O","O","O","O","O","X","X","X","X","X","X","X","O","O","O","O","O","O","O","O","O","O","O","O","O","O","O","O","O","O","O","O","O","O","O","O","O","O","O"]
["VNavIn 3D","Endoscope3D","V30552","超声3D内视渲染技术",null,"X","X","X","X","X","X","X","X","X","X","X","X","X","X","X","X","X","X","X","X","X","X","X","X","X","X","X","O","O","O","O","O","O","O","O","O","O","O","O","O","O","O","O"]
["Light Lab","SupportMultiLight","V30628","Light Lab胎儿多光源渲染成像",null,"-","-","-","-","-","-","-","-","-","-","-","-","-","-","-","-","-","-","-","-","-","-","-","-","-","-","-","-","-","-","-","-","-","-","-","-","-","-","-","-","-","-","-"]
["Color 3D","Color 3D","V30723","三维焕流成像",null,"-","-","-","-","-","-","-","-","-","-","-","-","-","-","-","-","-","-","-","-","-","-","-","-","-","-","-","Δ","Δ","Δ","Δ","Δ","Δ","Δ","Δ","Δ","Δ","Δ","Δ","Δ","Δ","Δ","Δ"]
["Niche View\n","Niche 3D\n","V30439","壁龛成像",null,"X","X","X","X","X","X","X","X","X","X","X","X","X","X","X","X","X","X","X","X","X","X","X","X","X","X","X","X","X","X","X","X","X","X","X","X","X","X","X","X","X","X","X"]
[]
["General Specification"]
["RF platform",null,null,"RF元数据平台",null,"X","X","X","X","X","X","X","X","X","X","X","X","X","X","X","X","X","X","X","X","X","X","X","X","X","X","X","X","X","X","X","X","X","X","X","X","X","X","X","X","X","X","X"]
["Cineloop",null,null,"电影回放",null,"1500\"/30000 frame","1500\"/30000 frame","1500\"/30000 frame","1500\"/30000 frame","1500\"/30000 frame","1500\"/30000 frame","1500\"/30000 frame","1500\"/30000 frame","1500\"/30000 frame","1500\"/30000 frame","1500\"/30000 frame","1500\"/30000 frame","1500\"/30000 frame","1500\"/30000 frame","1500\"/30000 frame","1500\"/30000 frame","1500\"/30000 frame","1500\"/30000 frame","1500\"/30000 frame","1500\"/30000 frame","1500\"/30000 frame","1500\"/30000 frame","1500\"/30000 frame","1500\"/30000 frame","1500\"/30000 frame","1500\"/30000 frame","1500\"/30000 frame","1500\"/30000 frame","1500\"/30000 frame","1500\"/30000 frame","1500\"/30000 frame","1500\"/30000 frame","1500\"/30000 frame","1500\"/30000 frame","1500\"/30000 frame","1500\"/30000 frame","1500\"/30000 frame","1500\"/30000 frame","1500\"/30000 frame","1500\"/30000 frame","1500\"/30000 frame","1500\"/30000 frame","1500\"/30000 frame"]
["M2-SSD for ORCHID",{"$nulls":4},"500G","500G","500G","500G","500G","500G","500G","500G","500G","500G","500G","500G","500G","500G","500G","500G","500G","500G","500G","500G","500G","500G","500G","500G","500G","500G","500G","500G","500G","500G","500G","500G","500G","500G","500G","500G","500G","500G","500G","500G","500G","500G","500G"]
["SSD for G55/R",{"$nulls":4},"-","-","-","-","-","-","-","-","-","-","-","-","-","-","-","-","-","-","-","-","-","-","-","-","-","-","-","-","-","-","-","-","-","-","-","-","-","-","-","-","-","-","-"]
["SSD for quick bootup(E20 系列)",{"$nulls":4},"-","-","-","-","-","-","-","-","-","-","-","-","-","-","-","-","-","-","-","-","-","-","-","-","-","-","-","-","-","-","-","-","-","-","-","-","-","-","-","-","-","-","-"]
["SSD for quick bootup(portable)",{"$nulls":4},"-","-","-","-","-","-","-","-","-","-","-","-","-","-","-","-","-","-","-","-","-","-","-","-","-","-","-","-","-","-","-","-","-","-","-","-","-","-","-","-","-","-","-"]
["Memory size",null,null,"内存",null,"16G","16G","16G","16G","16G","16G","16G","16G","16G","16G","16G","16G","16G","16G","16G","16G","16G","16G","16G","16G","16G","16G","16G","16G","16G","16G","16G","16G","16G","16G","16G","16G","16G","16G","16G","16G","16G","16G","16G","16G","16G","16G","16G"]
["HDD",null,null,"硬盘",null,"O","O","O","O","O","O","O","O","O","O","O","O","O","O","O","O","O","O","O","O","O","O","O","O","O","O","O","O","O","O","O","O","O","O","O","O","O","O","O","O","O","O","O"]
["Monitor size",null,null,"显示器",null,"27” or 23.8” or 21.5”","27” or 23.8” or 21.5”","27” or 23.8” or 21.5”","27” or 23.8” or 21.5”","27” or 23.8” or 21.5”","27” or 23.8” or 21.5”","27” or 23.8” or 21.5”","27” or 23.8” or 21.5”","27” or 23.8” or 21.5”","23.8\"/21.5''","27\"","27\"","27\"","27\"","27\"","23.8\"","27\"","21.5\"","27\"","21.5\"","21.5\"","21.5\"","23.8\"","21.5\"","21.5\"","21.5\"","21.5\"","27” or 23.8” or 21.5”","27” or 23.8” or 21.5”","27” or 23.8” or 21.5”","21.5\"","23.8\"","21.5\"","21.5\"","21.5\"","23.8\"","23.8\"","21.5\"","21.5\"","23.8\"","21.5\"","21.5\"","21.5\""]
["Touch panel ",null,null,"触摸屏操作",null,"13.3\"","13.3\"","13.3\"","13.3\"","13.3\"","13.3\"","13.3\"","13.3\"","13.3\"","13.3\"","13.3\"","13.3\"","13.3\"","13.3\"","13.3\"","13.3\"","13.3\"","13.3\"","13.3\"","13.3\"","13.3\"","13.3\"","13.3\"","13.3\"","13.3\"","13.3\"","13.3\"","13.3\"","13.3\"","13.3\"","13.3\"","13.3\"","13.3\"","13.3\"","13.3\"","13.3\"","13.3\"","13.3\"","13.3\"","13.3\"","13.3\"","13.3\"","13.3\""]
["Probe port",null,null,"选配探头接口",null,"-","-","-","-","-","-","-","-","-","-","-","-","-","-","-","-","-","-",5,5,5,5,"-","-","-","-","-","-","-","-","-","-","-","-","-","-","-","-","-","-","-","-","-"]
[null,null,null,"标配探头接口",null,5,5,5,5,5,5,5,5,4,5,5,5,5,5,5,5,5,5,"4+1","4+1","4+1","4+1","4+1","4+1","4+1","4+1","4+1",4,5,4,"4+1","4+1","4+1","4+1","4+1","4+1","4+1","4+1","4+1","4+1","4+1","4+1","4+1"]
["Integrated DVDRW ",null,null,"可读写DVD",null,"X","X","X","X","X","X","X","X","X","X","X","X","X","X","X","X","X","X","X","X","X","X","X","X","X","X","X","X","X","X","X","X","X","X","X","X","X","X","X","X","X","X","X"]
["B/W video printer slot",null,null,"黑白打印机安装槽",null,"X","X","X","X","X","X","X","X","X","X","X","X","X","X","X","X","X","X","X","X","X","X","X","X","X","X","X","X","X","X","X","X","X","X","X","X","X","X","X","X","X","X","X"]
["Patient database",null,null,"病人数据",null,"X","X","X","X","X","X","X","X","X","X","X","X","X","X","X","X","X","X","X","X","X","X","X","X","X","X","X","X","X","X","X","X","X","X","X","X","X","X","X","X","X","X","X"]
["Quick store",null,null,"USB快速存储",null,"X","X","X","X","X","X","X","X","X","X","X","X","X","X","X","X","X","X","X","X","X","X","X","X","X","X","X","X","X","X","X","X","X","X","X","X","X","X","X","X","X","X","X"]
["Network storage and printing",null,null,"网络存储与网络打印",null,"X","X","X","X","X","X","X","X","X","X","X","X","X","X","X","X","X","X","X","X","X","X","X","X","X","X","X","X","X","X","X","X","X","X","X","X","X","X","X","X","X","X","X"]
["Auto trace in PW/CW",null,null,"多普勒频谱自动包络",null,"X","X","X","X","X","X","X","X","X","X","X","X","X","X","X","X","X","X","X","X","X","X","X","X","X","X","X","X","X","X","X","X","X","X","X","X","X","X","X","X","X","X","X"]
["Vascular calculations",null,null,"血管测量包",null,"X","X","X","X","X","X","X","X","X","X","X","X","X","X","X","X","X","X","X","X","X","X","X","X","X","X","X","X","X","X","X","X","X","X","X","X","X","X","X","X","X","X","X"]
["Cardiac calculations",null,null,"心脏测量包",null,"X","X","X","X","X","X","X","X","X","X","X","X","X","X","X","X","X","X","X","X","X","X","X","X","X","X","X","X","X","X","X","X","X","X","X","X","X","X","X","X","X","X","X"]
["OB calculations and tables",null,null,"产科计算包及胎儿生长曲线表",null,"X","X","X","X","X","X","X","X","X","X","X","X","X","X","X","X","X","X","X","X","X","X","X","X","X","X","X","X","X","X","X","X","X","X","X","X","X","X","X","X","X","X","X"]
["Gynecological calculations",null,null,"妇科计算包",null,"X","X","X","X","X","X","X","X","X","X","X","X","X","X","X","X","X","X","X","X","X","X","X","X","X","X","X","X","X","X","X","X","X","X","X","X","X","X","X","X","X","X","X"]
["Urological calculations",null,null,"泌尿科计算包",null,"X","X","X","X","X","X","X","X","X","X","X","X","X","X","X","X","X","X","X","X","X","X","X","X","X","X","X","X","X","X","X","X","X","X","X","X","X","X","X","X","X","X","X"]
["Renal calculations",null,null,"肾脏计算包",null,"X","X","X","X","X","X","X","X","X","X","X","X","X","X","X","X","X","X","X","X","X","X","X","X","X","X","X","X","X","X","X","X","X","X","X","X","X","X","X","X","X","X","X"]
["Volume calculations",null,null,"容积计算",null,"X","X","X","X","X","X","X","X","X","X","X","X","X","X","X","X","X","X","X","X","X","X","X","X","X","X","X","X","X","X","X","X","X","X","X","X","X","X","X","X","X","X","X"]
["WIFI adapter for console",null,"V30558","无线适配器",null,"O","O","O","O","O","O","O","O","O","O","O","O","O","O","O","O","O","O","O","O","O","O","O","O","O","O","O","O","O","O","O","O","O","O","O","O","O","O","O","O","O","O","O"]
["WIFI adapter for portable",null,"V30115","便携超无线适配器",null,"-","-","-","-","-","-","-","-","-","-","-","-","-","-","-","-","-","-","-","-","-","-","-","-","-","-","-","-","-","-","-","-","-","-","-","-","-","-","-","-","-","-","-"]
["LAN",null,null,"网络连接",null,"X","X","X","X","X","X","X","X","X","X","X","X","X","X","X","X","X","X","X","X","X","X","X","X","X","X","X","X","X","X","X","X","X","X","X","X","X","X","X","X","X","X","X"]
["VGuide","EzonoNgs","V30214","微磁引导",null,"-","-","-","-","-","-","-","-","-","-","-","-","-","-","-","-","-","-","-","-","-","-","-","-","-","-","-","-","-","-","-","-","-","-","-","-","-","-","-","-","-","-","-"]
[]
["Ergonomics"]
["Articulating display",null,null,"自由显示臂",null,"X","X","X","X","X","X","X","X","X","X","X","X","X","X","X","X","X","X","X","X","X","X","X","X","X","X","X","X","X","X","X","X","X","X","X","X","X","X","X","X","X","X","X"]
["Display up/down",null,null,"显示器上下升降",null,"X","X","X","X","X","X","X","X","X","X","X","X","X","X","X","X","X","X","X","X","X","X","X","X","X","X","X","X","X","X","X","X","X","X","X","X","X","X","X","X","X","X","X"]
["operation panel up/down",null,null,"操作平台上下移动",null,"X","X","X","X","X","X","X","X","X","X","X","X","X","X","X","X","X","X","X","X","X","X","X","X","X","X","X","X","X","X","X","X","X","X","X","X","X","X","X","X","X","X","X"]
["operation panel Swivel",null,null,"操作平台左右移动",null,"X","X","X","X","X","X","X","X","X","X","X","X","X","X","X","X","X","X","X","X","X","X","X","X","X","X","X","X","X","X","X","X","X","X","X","X","X","X","X","X","X","X","X"]
["Operation panel FrontΔback adjustment",null,null,"操作平台前后移动",null,"X","X","X","X","X","X","X","X","X","X","X","X","X","X","X","X","X","X","X","X","X","X","X","X","X","X","X","X","X","X","X","X","X","X","X","X","X","X","X","X","X","X","X"]
["Touch Screen angle adjust",null,null,"触摸屏角度可调",null,"-","-","-","-","-","-","-","-","-","-","-","-","-","-","-","-","-","-","-","-","-","-","-","-","-","-","-","-","-","-","-","-","-","-","-","-","-","-","-","-","-","-","-"]
["Gel warmer",null,null,"耦合剂加温器",null,"X","X","X","X","X","X","X","X","X","X","X","X","X","X","X","X","X","X","X","X","X","X","X","X","X","X","X","X","X","X","X","X","X","X","X","X","X","X","X","X","X","X","X"]
["内置电池",{"$nulls":4},"-","-","-","-","-","-","-","-","-","-","-","-","-","-","-","-","-","-","-","-","-","-","-","-","-","-","-","-","-","-","-","-","-","-","-","-","-","-","-","-","-","-","-"]
["Foot rest",null,null,"踏脚装置",null,"X","X","X","X","X","X","X","X","X","X","X","X","X","X","X","X","X","X","X","X","X","X","X","X","X","X","X","X","X","X","X","X","X","X","X","X","X","X","X","X","X","X","X"]
["Foot switch",null,null,"集成式脚踏开关",null,"X","X","X","X","X","X","X","X","X","X","X","X","X","X","X","X","X","X","X","X","X","X","X","X","X","X","X","X","X","X","X","X","X","X","X","X","X","X","X","X","X","X","X"]
["USB single button foot switch software (need to buy foot switch separately)",null,null,"USB单踏脚踏开关(需另外购买开关）",null,"-","-","-","-","-","-","-","-","-","-","-","-","-","-","-","-","-","-","-","-","-","-","-","-","-","-","-","-","-","-","-","-","-","-","-","-","-","-","-","-","-","-","-"]
["USB double button foot switch software (need to buy foot switch separately)",null,null,"USB双踏脚踏开关(需另外购买开关）",null,"O","O","O","O","O","O","O","O","O","O","O","O","O","O","O","O","O","O","O","O","O","O","O","O","O","O","O","O","O","O","O","O","O","O","O","O","O","O","O","O","O","O","O"]
["USB video acquisition card for video output",null,null,"中安USB视频采集卡（US2000视频采集盒）",null,"O","O","O","O","O","O","O","O","O","O","O","O","O","O","O","O","O","O","O","O","O","O","O","O","O","O","O","O","O","O","O","O","O","O","O","O","O","O","O","O","O","O","O"]
["battery discharge time",{"$nulls":4},"-","-","-","-","-","-","-","-","-","-","-","-","-","-","-","-","-","-","-","-","-","-","-","-","-","-","-","-","-","-","-","-","-","-","-","-","-","-","-","-","-","-","-"]
["battery charge time(fast/normal)",{"$nulls":4},"-","-","-","-","-","-","-","-","-","-","-","-","-","-","-","-","-","-","-","-","-","-","-","-","-","-","-","-","-","-","-","-","-","-","-","-","-","-","-","-","-","-","-"]
["battery package/UPS",{"$nulls":4},"-","-","-","-","-","-","-","-","-","-","-","-","-","-","-","-","-","-","-","-","-","-","-","-","-","-","-","-","-","-","-","-","-","-","-","-","-","-","-","-","-","-","-"]
["OR键盘托架组件",null,"V30510",null,null,"O","O","O","O","O","O","O","O","O","O","O","O","O","O","O","O","O","O","O","O","O","O","O","O","O","O","O","O","O","O","O","O","O","O","O","O","O","O","O","O","O","O","O"]
["新键盘托架组件（除60和86系列的其它大机器和CART-F/S/L）",null,"V30566",null,null,"-","-","-","-","-","-","-","-","-","-","-","-","-","-","-","-","-","-","-","-","-","-","-","-","-","-","-","-","-","-","-","-","-","-","-","-","-","-","-","-","-","-","-"]
["ECG for 60/86/R700系列（第三代ECG）",null,"V30637/V30638","心电图（2000351/2000352）",null,"O","O","O","O","O","O","O","O","O","O","O","O","O","O","O","O","O","O","O","O","O","O","O","O","O","O","O","O","O","O","O","O","O","O","O","O","O","O","O","O","O","O","O"]
["ECG for portable",null,"V30163/V30116","心电图（1000329/1000379）",null,"-","-","-","-","-","-","-","-","-","-","-","-","-","-","-","-","-","-","-","-","-","-","-","-","-","-","-","-","-","-","-","-","-","-","-","-","-","-","-","-","-","-","-"]
["CAMPH_ECG组件（V10 series）",null,"V30684/V30704","心电图（1001120/1001277）",null,"-","-","-","-","-","-","-","-","-","-","-","-","-","-","-","-","-","-","-","-","-","-","-","-","-","-","-","-","-","-","-","-","-","-","-","-","-","-","-","-","-","-","-"]
["ECG for E20",null,"V30528/V30529","心电图（1000360-2/1000761-2）",null,"-","-","-","-","-","-","-","-","-","-","-","-","-","-","-","-","-","-","-","-","-","-","-","-","-","-","-","-","-","-","-","-","-","-","-","-","-","-","-","-","-","-","-"]
["外置导声胶加热器",null,"V10047","外置导声胶加热器",null,"-","-","-","-","-","-","-","-","-","-","-","-","-","-","-","-","-","-","-","-","-","-","-","-","-","-","-","-","-","-","-","-","-","-","-","-","-","-","-","-","-","-","-"]
["空化探头支架",null,"V30311",null,null,"-","-","-","-","-","-","-","-","-","-","-","-","-","-","-","-","-","-","-","-","-","-","-","-","-","-","-","-","-","-","-","-","-","-","-","-","-","-","-","-","-","-","-"]
["USB audio adapter",null,"V30341","USB 外置声卡 海备思HAGIBIS",null,"-","-","-","-","-","-","-","-","-","-","-","-","-","-","-","-","-","-","-","-","-","-","-","-","-","-","-","-","-","-","-","-","-","-","-","-","-","-","-","-","-","-","-"]
["E20 UPS支架套件",null,"V30365",null,null,"-","-","-","-","-","-","-","-","-","-","-","-","-","-","-","-","-","-","-","-","-","-","-","-","-","-","-","-","-","-","-","-","-","-","-","-","-","-","-","-","-","-","-"]
["G55 UPS支架套件",null,"V30366",null,null,"-","-","-","-","-","-","-","-","-","-","-","-","-","-","-","-","-","-","-","-","-","-","-","-","-","-","-","-","-","-","-","-","-","-","-","-","-","-","-","-","-","-","-"]
["DVI to HDMI cable for trolley &TOONA_50cm",null,"V30424","DVI转HDMI视频输出线-50cm",null,"-","-","-","-","-","-","-","-","-","-","-","-","-","-","-","-","-","-","-","-","-","-","-","-","-","-","-","-","-","-","-","-","-","-","-","-","-","-","-","-","-","-","-"]
["HDMI port adapter ",null,"V30425","DVI转HDMI转接头",null,"X","X","X","X","X","X","X","X","X","X","X","X","X","X","X","X","X","X","X","X","X","X","X","X","X","X","X","X","X","X","X","X","X","X","X","X","X","X","X","X","X","X","X"]
[]
["I/O and peripherals"]
["Portable keyboard dust film(Minimum package quantity 10pcs,10pcs/Bag)","Portable keyboard dust film","V30422",null,null,"-","-","-","-","-","-","-","-","-","-","-","-","-","-","-","-","-","-","-","-","-","-","-","-","-","-","-","-","-","-","-","-","-","-","-","-","-","-","-","-","-","-","-"]
["Bluetooth adapter","Bluetooth adapter","V30082",null,null,"X","X","X","X","X","X","X","X","X","X","X","X","X","X","X","X","X","X","X","X","X","X","X","X","X","X","X","X","X","X","X","X","X","X","X","X","X","X","X","X","X","X","X"]
["USB DVDRW "]
["USB port"]
["Display Port"]
["Simple CART","CART-S","V30520"]
["Simple CART","CART-S 新","V10854"]
["Simple CART","CART-L 新","V10852"]
["2 extended probe ports"]
["3 extended probe ports"]
["3 probe holder"]
["Cart with battery and 3 probe ports","CART-F","V30519"]
["Cart with battery and 3 probe ports","CART-F新","V10853"]
["USB B/W graphic printer slot"]
["S-video port, DVI port, VGA port ",null,"V30206"]
["Peripherals"]
[" 4 USB ports"]
["Power suit "]
["locking mechanism"]
["Up/down mechanism (>150mm)"]
["Battery pack (>4 hours working time)"]
["portable独立包装电池",null,"V30148"]
["V9BAT",null," V30709 "]
["CART 电池包组件",null,"V30155"]
["CART电源面板组件",null,"V30156"]
["CART视频转换组件",null,"V30208"]
["CART USB HUB组件",null,"V30158"]
["portable 箱包组件",null,"V30147"]
["Two probe ports box ",null,"V30153"]
["Three probe ports box ",null,"V30152"]
[]
[]
["Probes","Product-ProbeSpecification","Δ：Optional（注册了但是不想卖）\n#：    Additional(未注册)\n-/tt:   Hidden(工程上或者市场不开放)\nO:     Standard(停售了)\nX:     Standard","成品探头IPN\n（选型系统）","裸探头IPN\n（标签上IPN）"]
["S1-8C(192)","S1-8C","V20020",1000182,1000142,"X","X","X","X","X","X","X","X","X","X","X","X","X","X","X","X","X","X","X","X","X","X","X","X","X","X","X","-","-","-","-","-","-","-","-","-","-","-","-","-","-","-","-"]
["S1-8CM（192，MUX）非CE","S1-8CM","V20062","1001284","1001283","-","-","-","-","-","-","-","-","-","-","-","-","-","-","-","-","-","-","-","-","-","-","-","-","-","-","-","X","X","X","X","X","X","X","X","X","X","X","X","X","X","X","X"]
["S2-9C(128)","S2-9CE","V20036",1000274,1000241,"X","X","X","X","X","X","X","X","X","X","X","X","X","X","X","X","X","X","X","X","X","X","X","X","X","X","X","X","X","X","X","X","X","X","X","-","-","-","-","-","-","-","-"]
["S1-9C","S1-9C","V20059",1000409,1000408,"-","-","-","-","-","-","-","-","-","-","-","-","-","-","-","-","-","-","-","-","-","-","-","-","-","-","-","-","-","-","-","-","-","-","-","-","-","-","-","-","-","-","-"]
["X2-6C(192, mux)","X2-6C","V20002",1000164,1000043,"X","X","X","X","X","X","X","X","X","X","X","X","X","X","X","X","X","X","X","X","X","X","X","X","X","X","X","X","X","X","X","X","X","X","X","X","X","X","X","X","X","X","X"]
["G2-5C(128)","G2-5C","V20001",1000163,1000039,"Δ","Δ","Δ","Δ","Δ","Δ","Δ","Δ","Δ","Δ","Δ","Δ","Δ","Δ","Δ","Δ","Δ","Δ","Δ","Δ","Δ","Δ","Δ","Δ","Δ","Δ","Δ","Δ","Δ","Δ","Δ","Δ","Δ","Δ","Δ","Δ","Δ","Δ","Δ","Δ","Δ","Δ","Δ"]
["F2-5C(128)","F2-5C","V20015",1000177,1000067,"#","#","#","#","#","#","#","#","#","Δ","X","X","X","X","#","#","Δ","Δ","Δ","Δ","Δ","Δ","Δ","Δ","Δ","Δ","#","#","Δ","#","Δ","Δ","Δ","Δ","Δ","Δ","Δ","Δ","Δ","Δ","Δ","Δ","Δ"]
["F2-5CE(128)","F2-5CE","V20021",1000272,1000239,"#","#","#","#","#","#","#","#","#","#","#","#","#","#","#","#","#","#","#","#","#","#","#","#","#","#","#","#","#","#","#","#","#","#","#","#","#","#","#","#","#","#","#"]
["F2-5C","F2-5CP","V20063",1000530,1000529,"#","#","#","#","#","#","#","#","#","Δ","Δ","Δ","Δ","Δ","Δ","Δ","#","#","#","#","#","#","#","#","#","#","#","#","#","#","#","#","#","#","#","#","#","#","#","#","#","#","#"]
["B2-6C(128)","B2-6C","V20037",1000481,1000480,"Δ","Δ","Δ","Δ","Δ","Δ","Δ","Δ","Δ","Δ","Δ","Δ","Δ","Δ","Δ","Δ","Δ","Δ","Δ","Δ","Δ","Δ","Δ","Δ","Δ","Δ","Δ","Δ","Δ","Δ","Δ","Δ","Δ","Δ","Δ","Δ","Δ","Δ","Δ","Δ","Δ","Δ","Δ"]
["D2-6C（128）非CE","D2-6C","V20065",1000946,1000945,"X","X","X","X","X","X","X","X","X","X","X","X","X","X","X","X","X","X","X","X","X","X","X","X","X","X","X","X","X","X","X","X","X","X","X","X","X","X","X","X","X","X","X"]
["D2-7C","D2-7C",null,1000894,1000893,"-","-","-","-","-","-","-","-","-","-","-","-","-","-","-","-","-","-","-","-","-","-","-","-","-","-","-","-","-","-","-","-","-","-","-","-","-","-","-","-","-","-","-"]
["D3-6C(128)停售","D3-6C","V20003",1000165,1000046,"X","X","X","X","X","X","X","X","X","X","X","X","X","X","X","X","X","X","X","X","X","X","X","X","X","X","X","X","X","X","X","X","X","X","X","X","X","X","X","X","X","X","X"]
["D3-6C(128)","D3-6CM","V20066",1001062,1001061,"X","X","X","X","X","X","X","X","X","X","X","X","X","X","X","X","X","X","X","X","X","X","X","X","X","X","X","X","X","X","X","X","X","X","X","X","X","X","X","X","X","X","X"]
["D3-6CX(128)停售","D3-6CX","V20004",1000166,1000065,"X","X","X","X","X","X","X","X","X","X","X","X","X","X","X","X","X","X","X","X","X","X","X","X","X","X","X","X","X","X","X","X","X","X","X","X","X","X","X","X","X","X","X"]
["D3-6CX(128)停售","D3-6CY","V20004",1000502,1000501,"-","-","-","-","-","-","-","-","-","-","-","-","-","-","-","-","-","-","-","-","-","-","-","-","-","-","-","-","-","-","-","-","-","-","-","-","-","-","-","-","-","-","-"]
["D3-6CP","D3-6CP",null,1000426,1000425,"-","-","-","-","-","-","-","-","-","-","-","-","-","-","-","-","-","-","-","-","-","-","-","-","-","-","-","-","-","-","-","-","-","-","-","-","-","-","-","-","-","-","-"]
["D3-6CE","D3-6CE","V20027",1000271,1000238,"-","-","-","-","-","-","-","-","-","-","-","-","-","-","-","-","-","-","-","-","-","-","-","-","-","-","-","-","-","-","-","-","-","-","-","-","-","-","-","-","-","-","-"]
["G4-9E(128)停售","G4-9E","V20005",1000167,1000041,"X","X","X","X","X","X","X","X","X","X","X","X","X","X","X","X","X","X","X","X","X","X","X","X","X","X","X","X","X","X","X","X","X","X","X","X","X","X","X","X","X","X","X"]
["G4-9E(128)","G4-9EP","V20005",1000313,1000311,"X","X","X","X","X","X","X","X","X","X","X","X","X","X","X","X","X","X","X","X","X","X","X","X","X","X","X","X","X","X","X","X","X","X","X","X","X","X","X","X","X","X","X"]
["G4-9E(192, mux)停售","G4-9ES","V20032",1000407,1000405,"X","X","X","X","X","X","X","X","X","X","X","X","X","X","X","X","X","X","X","X","X","X","X","X","X","X","X","X","X","X","X","X","X","X","X","X","X","X","X","X","X","X","X"]
["X4-9E(192, mux)直柄","X4-9EL","V20049",1000805,1000804,"X","X","X","X","X","X","X","X","X","X","X","X","X","X","X","X","X","X","X","X","X","X","X","X","X","X","X","X","X","X","X","X","X","X","X","X","X","X","X","X","X","X","X"]
["X4-9E(192, mux)","X4-9E","V20032",1000524,1000523,"X","X","X","X","X","X","X","X","X","X","X","X","X","X","X","X","X","X","X","X","X","X","X","X","X","X","X","X","X","X","X","X","X","X","X","X","X","X","X","X","X","X","X"]
["X4-9E(192, mux)直柄","X4-9EL2","V20049",1001388,1001388,"X","X","X","X","X","X","X","X","X","X","X","X","X","X","X","X","X","X","X","X","X","X","X","X","X","X","X","X","X","X","X","X","X","X","X","X","X","X","X","X","X","X","X"]
["X4-9E(192, mux)","X4-9E2","V20032",1001387,1001387,"X","X","X","X","X","X","X","X","X","X","X","X","X","X","X","X","X","X","X","X","X","X","X","X","X","X","X","X","X","X","X","X","X","X","X","X","X","X","X","X","X","X","X"]
["D4-9E(128)停售","D4-9E","V20006",1000168,1000049,"X","X","X","X","X","X","X","X","X","X","X","X","X","X","X","X","X","X","X","X","X","X","X","X","X","X","X","X","X","X","X","X","X","X","X","X","X","X","X","X","X","X","X"]
["D4-9E(148, mux)","D4-9EP","V20006",1000346,1000345,"X","X","X","X","X","X","X","X","X","X","X","X","X","X","X","X","X","X","X","X","X","X","X","X","X","X","X","X","X","X","X","X","X","X","X","X","X","X","X","X","X","X","X"]
["F4-9E(128)停售","F4-9E","V20016",1000178,1000068,"X","X","X","X","X","X","#","#","#","X","X","X","X","X","X","X","X","X","#","#","#","#","#","#","#","#","#","#","#","#","#","#","#","#","#","#","#","#","#","#","#","#","#"]
["F4-9E(128)","F4-9ES","V20033",1000432,1000431,"Δ","Δ","Δ","Δ","Δ","Δ","#","#","#","Δ","Δ","Δ","Δ","Δ","Δ","Δ","Δ","Δ","Δ","Δ","Δ","Δ","Δ","Δ","Δ","Δ","#","#","Δ","#","Δ","Δ","Δ","Δ","Δ","Δ","Δ","Δ","Δ","Δ","Δ","Δ","Δ"]
["F4-9E(128)","F4-9EV","V20064",1000784,1000783,"-","-","-","-","-","-","-","-","-","-","-","-","-","-","-","-","-","-","-","-","-","-","-","-","-","-","-","-","-","-","-","-","-","-","-","-","-","-","-","-","-","-","-"]
["G3-9M(128)","G3-9M","V20039",1000521,1000520,"X","X","X","X","X","X","X","X","X","X","X","X","X","X","X","X","X","X","#","#","#","#","#","#","#","#","#","X","X","X","X","#","#","#","#","#","#","#","#","#","#","#","#"]
["G3-9M","G3-9MV","V20068",1001380,1001380,"-","-","-","-","-","-","-","-","-","-","-","-","-","-","-","-","-","-","-","-","-","-","-","-","-","-","-","X","X","X","X","X","X","X","X","X","X","X","X","X","X","X","X"]
["G4-9M(128)","G4-9M","V20007",1000169,1000047,"X","X","X","X","X","X","X","X","X","X","X","X","X","X","X","X","X","X","X","X","X","X","X","X","X","X","X","X","X","X","X","X","X","X","X","X","X","X","X","X","X","X","X"]
["X3-10L(192)","X3-10L","V20038",1000491,1000490,"X","X","X","X","X","X","X","X","X","X","X","X","X","X","X","X","X","X","X","X","X","X","X","X","X","X","X","X","X","X","X","X","X","X","X","X","X","X","X","X","X","X","X"]
["X3-10L(192)","X3-10LV","V20070",1001326,1001325,"-","-","-","-","-","-","-","-","-","-","-","-","-","-","-","-","-","-","-","-","-","-","-","-","-","-","-","X","X","X","X","X","X","X","X","X","X","X","X","X","X","X","X"]
["X4-12L(192, mux)","X4-12L","V20008",1000170,1000042,"X","X","X","X","X","X","X","X","X","X","X","X","X","X","X","X","X","X","X","X","X","X","X","X","X","X","X","X","X","X","X","X","X","X","X","X","X","X","X","X","X","X","X"]
["X6-16L(192, mux)","X6-16L","V20009",1000171,1000044,"X","X","X","X","X","X","X","X","X","X","X","X","X","X","X","X","X","X","X","X","X","X","X","X","X","X","X","X","X","X","X","X","X","X","X","X","X","X","X","X","X","X","X"]
["X6-16LG(NGS)(192, mux)","X6-16LG","V20034",1000434,1000433,"-","-","-","-","-","-","-","-","-","-","-","-","-","-","-","-","-","-","-","-","-","-","-","-","-","-","-","-","-","-","-","-","-","-","-","-","-","-","-","-","-","-","-"]
["U5-15L(256, mux)","U5-15L","V20010",1000172,1000045,"X","X","X","X","X","X","X","X","X","X","X","X","X","X","X","X","X","X","X","X","X","X","X","X","X","X","X","-","-","-","-","-","-","-","-","-","-","-","-","-","-","-","-"]
["U5-15LE(256, mux)","U5-15LE","V20011",1000173,1000101,"-","-","-","-","-","-","-","-","-","-","-","X","-","X","-","-","-","-","-","-","-","-","-","-","-","-","-","X","X","X","X","X","X","X","X","X","X","X","X","X","X","X","X"]
["I4-11T(128)","I4-11T","V20012",1000174,1000052,"Δ","Δ","Δ","Δ","Δ","Δ","Δ","Δ","Δ","Δ","Δ","Δ","Δ","Δ","Δ","Δ","Δ","Δ","Δ","Δ","Δ","Δ","Δ","Δ","Δ","Δ","Δ","Δ","Δ","Δ","Δ","Δ","Δ","Δ","Δ","Δ","Δ","Δ","Δ","Δ","Δ","Δ","Δ"]
["F4-12L(128)停产","F4-12L","V20017",1000179,1000069,"X","X","X","X","X","X","X","X","X","X","X","X","X","X","X","X","X","X","X","X","X","X","X","X","X","X","#","X","X","X","X","X","X","X","X","X","X","X","X","X","X","X","X"]
["F4-12L(128)","F4-12LV","V20058",1000742,1000741,"-","-","-","-","-","-","-","-","-","-","-","-","-","-","-","-","-","-","-","-","-","-","-","-","-","-","-","Δ","Δ","Δ","Δ","Δ","Δ","Δ","Δ","Δ","Δ","Δ","Δ","Δ","Δ","Δ","Δ"]
["F4-12L(128)","F4-12LV2","V20058",1001403,1001403,"-","-","-","-","-","-","-","-","-","-","-","-","-","-","-","-","-","-","-","-","-","-","-","-","-","-","-"]
["X10-23L (128)","X10-23L","V20022",1000276,1000249,"X","X","-","X","X","X","X","-","-","X","X","X","X","X","X","X","X","X","X","X","X","X","X","X","X","X","#","X","X","X","X","X","X","X","X","X","X","X","X","X","X","X","X"]
["X9-22L (192, mux)","X9-22L","V20023",1000273,1000240,"-","X","X","-","X","X","X","X","X","X","X","X","X","X","X","X","X","X","X","X","-","-","X","X","X","X","X","X","X","X","X","X","X","-","-","X","X","X","X","X","X","X","X"]
["I7-18L (Hock stick,128)","I7-18L","V20024",1000277,1000250,"X","X","X","X","-","-","X","X","X","X","X","X","X","X","X","X","X","X","X","X","X","X","X","X","X","X","#","X","X","X","X","X","X","X","X","X","X","X","X","X","X","X","X"]
["G1-4P(64)停售","G1-4P","V20013",1000175,1000040,"X","X","X","X","X","X","X","X","X","X","X","X","X","X","X","X","X","X","X","X","X","X","X","X","X","X","X","X","X","X","X","X","X","X","X","X","X","X","X","X","X","X","X"]
["G1-4P(64)停售","G1-4PS","V20013",1000381,1000375,"X","X","X","X","X","X","X","X","X","X","X","X","X","X","X","X","X","X","X","X","X","X","X","X","X","X","X","X","X","X","X","X","X","X","X","X","X","X","X","X","X","X","X"]
["G1-4P(64)停售","G1-4PX","V20013",1000406,1000404,"X","X","X","X","X","X","X","X","X","X","X","X","X","X","X","X","X","X","X","X","X","X","X","X","X","X","X","X","X","X","X","X","X","X","X","X","X","X","X","X","X","X","X"]
["G1-4P（64）","G1-4PV","V20052",1000744,1000743,"X","X","X","X","X","X","X","X","X","X","X","X","X","X","X","X","X","X","X","X","X","X","X","X","X","X","X","X","X","X","X","X","X","X","X","X","X","X","X","X","X","X","X"]
["S1-6P(64)海外在售","S1-6P","V20014",1000176,1000066,"-","-","-","-","-","-","-","-","-","-","-","-","-","-","-","-","-","-","-","-","-","-","-","-","-","-","-","-","-","-","-","-","-","-","-","-","-","-","-","-","-","-","-"]
["S1-6PS(64) （非CE国家）","S1-6PS","V20056",1001012,1001011,"-","-","-","-","-","-","-","-","-","-","-","-","-","-","-","-","-","-","-","-","-","-","-","-","-","-","-","-","-","-","-","-","-","-","-","-","-","-","-","-","-","-","-"]
["S1-6P(96)停售","S1-6PX","V20048",1000275,1000242,"X","X","X","X","X","X","X","X","X","X","X","X","X","X","X","X","X","X","X","X","X","X","X","X","X","X","X","X","X","X","X","X","X","X","X","X","X","X","X","X","X","X","X"]
["S1-6P","S1-6PV","V20061",1001206,1001080,"X","X","X","X","X","X","X","X","X","X","X","X","X","X","X","X","X","X","X","X","X","X","X","X","X","X","X","X","X","X","X","X","X","X","X","X","X","X","X","X","X","X","X"]
["G4-12LV(兽用经直肠探头,128)","G4-12LV","V20026",1000344,1000343,"-","-","-","-","-","-","-","-","-","-","-","-","-","-","-","-","-","-","-","-","-","-","-","-","-","-","-","-","-","-","-","-","-","-","-","-","-","-","-","-","-","-","-"]
["G3-10P(儿童心脏探头,64)","G3-10P","V20025",1000337,1000336,"-","-","-","-","-","-","-","-","-","-","-","-","-","-","-","-","-","-","-","-","-","-","-","-","-","-","-","-","-","-","-","-","-","-","-","-","-","-","-","-","-","-","-"]
["G3-10PX(儿童心脏探头,96)","G3-10PX","V20031",1000372,1000371,"X","X","X","X","X","X","X","X","X","X","X","X","X","X","X","X","X","X","X","X","X","X","X","X","X","X","X","X","X","X","X","X","X","X","X","X","X","X","X","X","X","X","X"]
["G3-8M(128)停售","G3-8M","V20028",1000390,1000376,"-","-","-","-","-","-","-","-","-","-","-","-","-","-","-","-","-","-","-","-","-","-","-","-","-","-","-","-","-","-","-","-","-","-","-","-","-","-","-","-","-","-","-"]
["G4-12P","G4-12PX","V20060",1001147,1001146,"Δ","Δ","Δ","Δ","Δ","Δ","-","-","-","Δ","-","-","-","-","Δ","Δ","Δ","Δ","-","-","-","-","-","-","-","-","-","-","-","-","-","-","-","-","-","-","-","-","-","-","-","-","-"]
["G4-12P(96)停产","G4-12P","V20035",1000500,1000499,"-","-","-","-","-","-","-","-","-","-","-","-","-","-","-","-","-","-","-","-","-","-","-","-","-","-","-","-","-","-","-","-","-","-","-","-","-","-","-","-","-","-","-"]
["BP4-9(128/128)","BP4-9C","V20053",1000438,1000437,"X","X","X","X","X","X","X","X","X","X","X","X","X","X","X","X","X","X","X","X","X","X","X","X","X","X","#","X","X","X","X","X","X","X","X","X","X","X","X","X","X","X","X"]
["G1-3R","G1-3R","V20071",1000752,1000751,"-","-","-","-","-","-","-","-","-","-","-","-","-","-","-","-","-","-","-","-","-","-","-","-","-","-","-","-","-","-","-","-","-","-","-","-","-","-","-","-","-","-","-"]
["E3-8T（非CE国家）","E3-8T","V20057",1000734,1000733,"-","X","-","-","-","-","-","-","-","X","-","-","-","-","-","X","-","-","-","-","-","-","-","-","-","-","-","-","X","-","X","-","X","-","-","-","-","-","-","-","-","-","-"]
[]
["Biopsy guide",null,null,"IPN"]
["Biopsy guide S1-8C","可重复使用，适用于S1-8C，S1-8CM","V30143",3100128,null,"X","X","X","X","X","X","X","X","X","X","X","X","X","X","X","X","X","X","X","X","X","X","X","X","X","X","X","X","X","X","X","X","X","X","X","X","X","X","X","X","X","X","X"]
["Biopsy guide G2-5C","可重复使用","V30026",3100102,null,"X","X","X","X","X","X","X","X","X","X","X","X","X","X","X","X","X","X","X","X","X","X","X","X","X","X","X","X","X","X","X","X","X","X","X","X","X","X","X","X","X","X","X"]
["Biopsy guide F2-5C","可重复使用，适用于F2-5C，F2-5CE，A2-5C","V30141",3100096,null,"X","X","X","X","X","X","X","X","X","X","X","X","X","X","X","X","X","X","X","X","X","X","X","X","X","X","-","X","X","X","X","X","X","X","X","X","X","X","X","X","X","X","X"]
["Biopsy guide G4-9E Steel","可重复使用","V30030",3100101,null,"X","X","X","X","X","X","X","X","X","X","X","X","X","X","X","X","X","X","X","X","X","X","X","X","X","X","X","X","X","X","X","X","X","X","X","X","X","X","X","X","X","X","X"]
["Biopsy guide G4-9E Steel 21G","可重复使用","V30217",3100211,null,"X","X","X","X","X","X","X","X","X","X","X","X","X","X","X","X","X","X","X","X","X","X","X","X","X","X","X","X","X","X","X","X","X","X","X","X","X","X","X","X","X","X","X"]
["Biopsy guide G4-9E Steel 14G","可重复使用","V30362",3100250,null,"X","X","X","X","X","X","X","X","X","X","X","X","X","X","X","X","X","X","X","X","X","X","X","X","X","X","X","X","X","X","X","X","X","X","X","X","X","X","X","X","X","X","X"]
["Biopsy guide G4-9E Steel 17G","可重复使用","V30768",3100545,null,"X","X","X","X","X","X","X","X","X","X","X","X","X","X","X","X","X","X","X","X","X","X","X","X","X","X","X","X","X","X","X","X","X","X","X","X","X","X","X","X","X","X","X"]
["Biopsy guide F4-9E","可重复使用，适用于F4-9E,A4-9E","V30205",3100188,null,"X","X","X","X","X","X","X","X","X","X","X","X","X","X","X","X","X","X","X","X","X","X","X","X","X","X","-","X","X","X","X","X","X","X","X","X","X","X","X","X","X","X","X"]
["Biopsy guide X6-16L","可重复使用","V30028",3100093,null,"X","X","X","X","X","X","X","X","X","X","X","X","X","X","X","X","X","X","X","X","X","X","X","X","X","X","X","X","X","X","X","X","X","X","X","X","X","X","X","X","X","X","X"]
["Biopsy guide X4-12L","可重复使用","V30118",3100092,null,"X","X","X","X","X","X","X","X","X","X","X","X","X","X","X","X","X","X","X","X","X","X","X","X","X","X","X","X","X","X","X","X","X","X","X","X","X","X","X","X","X","X","X"]
["Biopsy guide F4-12L","可重复使用,适用于F4-12L，F4-12LV,A4-12L","V30142",3100130,null,"-","-","-","-","-","-","-","-","-","-","-","-","-","-","-","-","-","-","-","-","-","-","-","-","-","-","-","-","-","-","-","-","-","-","-","-","-","-","-","-","-","-","-"]
["Biopsy guide G1-4P","可重复使用，适用于G1-4P，A1-4P，G1-4PV","V30119",3100095,null,"X","X","X","X","X","X","X","X","X","X","X","X","X","X","X","X","X","X","X","X","X","X","X","X","X","X","X","X","X","X","X","X","X","X","X","X","X","X","X","X","X","X","X"]
["Biopsy guide S1-6P","可重复使用，适用于S1-6P，S1-6PS","V30120",3100094,null,"X","X","X","X","X","X","X","X","X","X","X","X","X","X","X","X","X","X","X","X","X","X","X","X","X","X","X","X","X","X","X","X","X","X","X","X","X","X","X","X","X","X","X"]
["Biopsy guide BP4-9","可重复使用","V30523",3100392,null,"X","X","X","X","X","X","X","X","X","X","X","X","X","X","X","X","X","X","X","X","X","X","X","X","X","X","X","X","X","X","X","X","X","X","X","X","X","X","X","X","X","X","X"]
["Biopsy guide X4-9E","可重复使用，适用于X4-9E,A4-9EV,F4-9EV","V30522",3100384,null,"X","X","X","X","X","X","X","X","X","X","X","X","X","X","X","X","X","X","X","X","X","X","X","X","X","X","X","X","X","X","X","X","X","X","X","X","X","X","X","X","X","X","X"]
["Biopsy guide S1-6PX","可重复使用","V30653",3100438,null,"X","X","X","X","X","X","X","X","X","X","X","X","X","X","X","X","X","X","X","X","X","X","X","X","X","X","X","X","X","X","X","X","X","X","X","X","X","X","X","X","X","X","X"]
["Biopsy guide X2-6C","可重复使用","V30654",3100454,null,"X","X","X","X","X","X","X","X","X","X","X","X","X","X","X","X","X","X","X","X","X","X","X","X","X","X","X","X","X","X","X","X","X","X","X","X","X","X","X","X","X","X","X"]
["Biopsy guide S2-9C","可重复使用","V30769","3100473",null,"X","X","X","X","X","X","X","X","X","X","X","X","X","X","X","X","X","X","X","X","X","X","X","X","X","X","X","X","X","X","X","X","X","X","X","-","-","-","-","-","-","-","-"]
["俄罗斯版穿刺架,G4-9E","可重复使用","V30475",1000883,null,"-","-","-","-","-","-","-","-","-","-","-","-","-","-","-","-","-","-","-","-","-","-","-","-","-","-","-","-","-","-","-","-","-","-","-","-","-","-","-","-","-","-","-"]
["俄罗斯版穿刺架,F4-12L","可重复使用","V30476",1000884,null,"-","-","-","-","-","-","-","-","-","-","-","-","-","-","-","-","-","-","-","-","-","-","-","-","-","-","-","-","-","-","-","-","-","-","-","-","-","-","-","-","-","-","-"]
["俄罗斯版穿刺架,F2-5C","可重复使用","V30477",1000885,null,"-","-","-","-","-","-","-","-","-","-","-","-","-","-","-","-","-","-","-","-","-","-","-","-","-","-","-","-","-","-","-","-","-","-","-","-","-","-","-","-","-","-","-"]
["一次性穿刺架，LEAPMED LPESE123","-","T10004",3100243,null,"X","X","X","X","X","X","X","X","X","X","X","X","X","X","X","X","X","X","X","X","X","X","X","X","X","X","X","X","X","X","X","X","X","X","X","X","X","X","X","X","X","X","X"]
["Biopsy guide S1-6PV","可重复使用","V30824",3100668,null,"X","X","X","X","X","X","X","X","X","X","X","X","X","X","X","X","X","X","X","X","X","X","X","X","X","X","X","X","X","X","X","X","X","X","X","X","X","X","X","X","X","X","X"]

{"sheet":"Orchid-China","index":6,"n_rows":319,"n_cols":64,"rows_kept":319,"cut":false,"hidden":false,"merged":[[148,0,149,0],[148,2,149,2]]}
["Suitable software verison： ",{"$nulls":4},"X  代表标配","- 代表不支持","Δ支持但隐藏","# 法规未注册","O 代表选配"]
[]
["红底：未注册机型/不发放",null,"ProductID",null,null,"G90","G90E","M90","M90E","G86E","G86_2_3","M86E","M86_4_5_6_7","V75E","V75_4_5_6_7","V75P","V75D","X9E","X9_4_5_6_7","X9P","X9D","G65E","G65_4_5_6_7","G65P","G65D","V65E","V65_4_5_6_7","V65P","V65D","X8E","X8_4_5_6_7","X8P","X8D"]
["灰底：停用",{"$nulls":9},"V10209",null,"V10210",null,"V10112",null,null,null,"V10211",null,null,null,"V10214",null,null,null,"V10213",null,null,null,"V10212"]
[]
[]
[]
[null,null,"Memo",null,null,"MLP","MLP","MLP","MLP","MLP","ORCHID-G0","NLP","ORCHID-G1","NLP","ORCHID-G1","NLP","NLP","NLP","ORCHID-G1","NLP","NLP","NLP","ORCHID-G1","NLP","NLP","NLP","ORCHID-G1","NLP","NLP","NLP","ORCHID-G1","NLP","NLP"]
["Product ",null,"ProductDisplayName",null,null,"G90","G90E","M90","M90E","G86E","G86","M86E","M86","V75E","V75","V75P","V75D","X9E","X9","X9P","X9D","G65E","G65","G65P","G65D","V65E","V65","V65P","V65D","X8E","X8","X8P","X8D"]
[" 2D Imaging Features","Product-OptionalFeatures "]
["Channel count",null,null,"物理通道",null,"192x4","192x4","192x4","192x4","192x4","192x4","192x4","192x4","192x4","192x4","192x4","192x4","192x4","192x4","192x4","192x4","128x4","128x4","128x4","128x4","128x4","128x4","128x4","128x4","128x4","128x4","128x4","128x4"]
["Frequency range",null,null,"主机频率响应",null,"25Mhz","25Mhz","25Mhz","25Mhz","25Mhz","25Mhz","25Mhz","25Mhz","25Mhz","25Mhz","25Mhz","25Mhz","25Mhz","25Mhz","25Mhz","25Mhz","25Mhz","25Mhz","25Mhz","25Mhz","25Mhz","25Mhz","25Mhz","25Mhz","25Mhz","25Mhz","25Mhz","25Mhz"]
["VFusion","VFusion",null,"复合超声成像",null,"X","X","X","X","X","X","X","X","X","X","X","X","X","X","X","X","X","X","X","X","X","X","X","X","X","X","X","X"]
["VSpeckle I ",null,"V30598","I型组织斑点噪声抑制 ",null,"X","X","X","X","X","X","X","X","X","X","X","X","X","X","X","X","X","X","X","X","X","X","X","X","X","X","X","X"]
["VSpeckle","Vspeckle1New","V30209","组织斑点噪声抑制 ",null,"X","X","X","X","X","X","X","X","X","X","X","X","X","X","X","X","X","X","X","X","X","X","X","X","X","X","X","X"]
["VTissue","VTissue","V30041","组织速度特征成像",null,"X","X","X","X","X","X","X","X","X","X","X","X","X","X","X","X","X","X","X","X","X","X","X","X","X","X","X","X"]
["Auto optimization","Auto optimization",null,"自动优化",null,"X","X","X","X","X","X","X","X","X","X","X","X","X","X","X","X","X","X","X","X","X","X","X","X","X","X","X","X"]
["Easy Compare","Easy Compare","V30063","记忆追踪对比技术",null,"X","X","X","X","X","X","X","X","X","X","X","X","X","X","X","X","X","X","X","X","X","X","X","X","X","X","X","X"]
["Duplex/Triplex 2D/Color/PW","Duplex/Triplex 2D/Color/PW","V30081","二同步/三同步图像显示",null,"X","X","X","X","X","X","X","X","X","X","X","X","X","X","X","X","X","X","X","X","X","X","X","X","X","X","X","X"]
["CWD","CWD","V30051","连续多普勒",null,"X","X","X","X","X","X","X","X","X","X","X","X","X","X","X","X","X","X","X","X","X","X","X","X","X","X","X","X"]
["CWD",null,"V30302","T-CWD套件",null,"-","-","-","-","-","-","-","-","-","-","-","-","-","-","-","-","-","-","-","-","-","-","-","-","-","-","-","-"]
["PWD","PW",null,"脉冲多普勒",null,"X","X","X","X","X","X","X","X","X","X","X","X","X","X","X","X","X","X","X","X","X","X","X","X","X","X","X","X"]
["Multi Doppler","MultiGatesPW","V30624","多门多普勒",null,"-","-","-","-","-","-","-","-","-","-","-","-","-","-","-","-","-","-","-","-","-","-","-","-","-","-","-","-"]
["RF based Zoom","ReadZoom","V30590","实时局部放大",null,"X","X","X","X","X","X","X","X","X","X","X","X","X","X","X","X","X","X","X","X","X","X","X","X","X","X","X","X"]
["FULL screen","FullScreen","V30310","全屏显示",null,"X","X","X","X","X","X","X","X","X","X","X","X","X","X","X","X","X","X","X","X","X","X","X","X","X","X","X","X"]
["Smart Touch Zoom","Smart Touch Zoom","V30175","图像触摸屏缩放操作模式",null,"Δ","Δ","Δ","Δ","Δ","Δ","Δ","Δ","Δ","Δ","Δ","Δ","Δ","Δ","Δ","Δ","Δ","Δ","Δ","Δ","Δ","Δ","Δ","Δ","Δ","Δ","Δ","Δ"]
["CFI function","CF",null,"彩色多普勒",null,"X","X","X","X","X","X","X","X","X","X","X","X","X","X","X","X","X","X","X","X","X","X","X","X","X","X","X","X"]
["advanced CFI","FlowNewAlgorithm",null,"高灵敏度彩色多普勒",null,"X","X","X","X","X","X","X","X","X","X","X","X","X","X","X","X","X","X","X","X","X","X","X","X","X","X","X","X"]
["PDI function","PDI",null,"能量多普勒",null,"X","X","X","X","X","X","X","X","X","X","X","X","X","X","X","X","X","X","X","X","X","X","X","X","X","X","X","X"]
["B+CF simultaneously ","B+CF simultaneously","V30064","灰阶与彩色双幅显示",null,"X","X","X","X","X","X","X","X","X","X","X","X","X","X","X","X","X","X","X","X","X","X","X","X","X","X","X","X"]
["CF Velocity Profile","CF Velocity Profile","V30179","血流速度分布图",null,"X","X","X","X","X","X","X","X","X","X","X","X","X","X","X","X","X","X","X","X","X","X","X","X","X","X","X","X"]
["TView ","TView","V30052","梯形成像",null,"X","X","X","X","X","X","X","X","X","X","X","X","X","X","X","X","X","X","X","X","X","X","X","X","X","X","X","X"]
["Pview","PView","V30031","宽景成像",null,"X","X","X","X","X","X","X","X","X","X","X","X","O","O","O","O","X","X","X","X","X","X","X","X","X","X","X","X"]
["Color M mode","Color M-mode","V30061","彩色M型",null,"X","X","X","X","X","X","X","X","X","X","X","X","X","X","X","X","X","X","X","X","X","X","X","X","X","X","X","X"]
["MAM (multi angle M mode)","Multi Angle M-mode with 360 degree rotation","V30021","全方位M型",null,"X","X","X","X","X","X","X","X","X","X","X","X","X","X","X","X","X","X","X","X","X","X","X","X","X","X","X","X"]
["Curve M Mode",null,"V30596","曲线解剖M型",null,"X","X","X","X","X","X","X","X","X","X","X","X","X","X","X","X","X","X","X","X","X","X","X","X","X","X","X","X"]
["Tissue Doppler (TD)","TD","V30065","组织多普勒",null,"X","X","X","X","X","X","X","X","X","X","X","X","O","O","O","O","X","X","X","X","X","X","X","X","X","X","X","X"]
["Tissue Velocity Imaging (TVI)","TVI","V30036","组织速度成像",null,"X","X","X","X","X","X","X","X","X","X","X","X","O","O","O","O","X","X","X","X","X","X","X","X","X","X","X","X"]
["Tissue Velocity M-mode (TVM)","Tissue Velocity M-mode (TVM)","V30039","组织速度M型",null,"X","X","X","X","X","X","X","X","X","X","X","X","X","X","X","X","X","X","X","X","X","X","X","X","X","X","X","X"]
["Tissue Power Imaging (TPI)","Tissue Power Imaging(TPI)","V30170","组织多普勒能量图",null,"Δ","Δ","Δ","Δ","Δ","Δ","Δ","Δ","Δ","Δ","Δ","Δ","Δ","Δ","Δ","Δ","Δ","Δ","Δ","Δ","Δ","Δ","Δ","Δ","Δ","Δ","Δ","Δ"]
["Auto IMT","Auto IMT","V30033","颈动脉内中膜自动测量",null,"X","X","X","X","X","X","X","X","X","X","X","X","X","X","X","X","X","X","X","X","X","X","X","X","X","X","X","X"]
["Auto EF","Auto EF","V30149","左心室射血分数自动测量包",null,"X","X","X","X","X","X","X","X","X","X","X","X","X","X","X","X","X","X","X","X","X","X","X","X","X","X","X","X"]
["Auto OB","Auto OB","V30171","产科自动测量",null,"X","X","X","X","X","X","X","X","X","X","X","X","X","X","X","X","X","X","X","X","X","X","X","X","X","X","X","X"]
["Auto Bladder","Auto Bladder","V30172","膀胱自动测量",null,"X","X","X","X","X","X","X","X","X","X","X","X","X","X","X","X","X","X","X","X","X","X","X","X","X","X","X","X"]
["Tissue/pulse inversion harmonic","Har",null,"组织/反相脉冲谐波成像",null,"X","X","X","X","X","X","X","X","X","X","X","X","X","X","X","X","X","X","X","X","X","X","X","X","X","X","X","X"]
["Elastic imaging","Elastic imaging","V30053","弹性成像",null,"X","X","X","X","X","X","X","X","X","X","X","X","X","X","X","X","X","X","X","X","X","X","X","X","X","X","X","X"]
["Contrast imaging","Contrast imaging","V30054","CBI微泡造影成像(包含PPI造影分析)",null,"O","O","O","O","O","O","O","O","O","O","O","O","O","O","O","O","O","O","O","O","O","O","O","O","O","O","O","O"]
["vFlash","VFlash","V30176","声动力成像",null,"Δ","Δ","Δ","Δ","Δ","Δ","-","-","Δ","Δ","Δ","Δ","Δ","Δ","Δ","Δ","-","-","-","-","-","-","-","-","-","-","-","-"]
["B/Color steer",null,"V30595","灰阶与彩色独立偏转",null,"X","X","X","X","X","X","X","X","X","X","X","X","X","X","X","X","X","X","X","X","X","X","X","X","X","X","X","X"]
["Needle enhancement","Needle enhancement","V30080","穿刺增强",null,"X","X","X","X","X","X","X","X","X","X","X","X","X","X","X","X","X","X","X","X","X","X","X","X","X","X","X","X"]
["Auto needle enhancement","Auto Needle enhancement","V30739","自动穿刺增强",null,"-","-","-","-","-","-","-","-","-","-","-","-","-","-","-","-","-","-","-","-","-","-","-","-","-","-","-","-"]
["Support Mobile data transmission via Bluetooth and E-Mail","Support Mobile data transmission via Bluetooth and E-Mail","V30082","移动图像传输方案",null,"X","X","X","X","X","X","X","X","X","X","X","X","X","X","X","X","X","X","X","X","X","X","X","X","X","X","X","X"]
["SGC","Scanline Gain Compensation","V30107","扫描增益补偿",null,"X","X","X","X","X","X","X","X","X","X","X","X","X","X","X","X","X","X","X","X","X","X","X","X","X","X","X","X"]
["Tutorials","Tutorial","V30195","超声教学功能",null,"X","X","X","X","X","X","X","X","X","X","X","X","X","X","X","X","X","X","X","X","X","X","X","X","X","X","X","X"]
["Maximum linear probe depth display (X6Δ16L)","X6-16L_MaxDepth",null,null,null,"-","-","-","-","-","-","-","-","-","-","-","-","-","-","-","-","-","-","-","-","-","-","-","-","-","-","-","-"]
["PWV","Pulse Wave Velocity(PWV)","V30210","脉搏波定量分析",null,"O","O","O","O","O","O","O","O","O","O","O","O","O","O","O","O","O","O","O","O","O","O","O","O","O","O","O","O"]
["AMAS( Automatic measurement of Arterial stiffness ) ","Advanced PWV","V30354","整体动脉僵硬度自动测量系统",null,"O","O","O","O","O","O","O","O","O","O","O","O","O","O","O","O","O","O","O","O","O","O","O","O","O","O","O","O"]
["Stress Echo","Stress Echo","V30211","负荷成像",null,"X","X","X","X","X","X","x","x","O","O","O","O","O","O","O","O","O","O","O","O","O","O","O","O","O","O","O","O"]
["2D auto follicle","Auto Follicle","V30212","二维卵泡自动测量",null,"x","x","x","x","x","x","x","x","x","x","x","x","x","x","x","x","X","X","X","X","X","X","X","X","X","X","X","X"]
["HSG","C3DC4D(HSG)","V30215","输卵管容积造影",null,"X","X","X","X","X","X","X","X","X","X","X","X","X","X","X","X","O","O","O","O","O","O","O","O","O","O","O","O"]
["VINNO Cardiac Quantification","vCQ","V30291","辅助诊疗功能",null,"O","O","O","O","O","O","O","O","O","O","O","O","O","O","O","O","O","O","O","O","O","O","O","O","O","O","O","O"]
["Zone Imaging","ZoneImage","V30303","全御相关成像",null,"X","X","X","X","X","X","X","X","X","X","X","X","X","X","X","X","X","X","X","X","X","X","X","X","X","X","X","X"]
[" VFlow","HQFlow","V30355","高灵敏度血流",null,"X","X","X","X","X","X","X","X","X","X","X","X","X","X","X","X","X","X","X","X","X","X","X","X","X","X","X","X"]
["Strain Imaging","Strain Rate","V30356","应变成像",null,"O","O","O","O","O","O","O","O","O","O","O","O","O","O","O","O","O","O","O","O","O","O","O","O","O","O","O","O"]
["VAid (Real-time Auto Breast Lesion Detection)","AI","V30357","乳腺自动化病灶辅助检测",null,"O","O","O","O","O","O","O","O","O","O","O","O","O","O","O","O","O","O","O","O","O","O","O","O","O","O","O","O"]
["VAid Liver","AI_Liver","V30616","肝脏自动检测分析",null,"O","O","O","O","O","O","O","O","O","O","O","O","O","O","O","O","O","O","O","O","O","O","O","O","O","O","O","O"]
["VAid Thyroid","AI_Thyroid","V30617","甲状腺自动检测分析",null,"O","O","O","O","O","O","O","O","O","O","O","O","O","O","O","O","O","O","O","O","O","O","O","O","O","O","O","O"]
["Emergency","Emergency Package","V30463","急诊",null,"-","-","-","-","-","-","-","-","-","-","-","-","-","-","-","-","-","-","-","-","-","-","-","-","-","-","-","-"]
["Nephrology","Nephrology Package","V30464","肾内（血管通路）",null,"-","-","-","-","-","-","-","-","-","-","-","-","-","-","-","-","-","-","-","-","-","-","-","-","-","-","-","-"]
["ICU","ICU Package","V30465","重症",null,"-","-","-","-","-","-","-","-","-","-","-","-","-","-","-","-","-","-","-","-","-","-","-","-","-","-","-","-"]
["Anesthesia","Anesthesia Package","V30419","神经麻醉包",null,"-","-","-","-","-","-","-","-","-","-","-","-","-","-","-","-","-","-","-","-","-","-","-","-","-","-","-","-"]
["MSK","MSKPackage","V30361","肌骨",null,"-","-","-","-","-","-","-","-","-","-","-","-","-","-","-","-","X","X","X","X","X","X","X","X","X","X","X","X"]
["VAid VTI","AutoVTI","V30761","自动左室流出道时间速度积分",null,"-","-","-","-","-","-","-","-","-","-","-","-","-","-","-","-","-","-","-","-","-","-","-","-","-","-","-","-","-"]
["VAid IVC","AutoIVC","V30762","自动下腔静脉塌陷率",null,"-","-","-","-","-","-","-","-","-","-","-","-","-","-","-","-","-","-","-","-","-","-","-","-","-","-","-","-","-"]
["Auto DFR","AutoDFR","V30764","自动舒张功能",null,"-","-","-","-","-","-","-","-","-","-","-","-","-","-","-","-","-","-","-","-","-","-","-","-","-","-","-","-","-"]
["Auto DPF","AutoDPF","V30765","自动膈肌功能评估",null,"-","-","-","-","-","-","-","-","-","-","-","-","-","-","-","-","-","-","-","-","-","-","-","-","-","-","-","-","-"]
["PointOfCare","POCPackage","V30785","POC包",null,"-","-","-","-","-","-","-","-","-","-","-","-","-","-","-","-","-","-","-","-","-","-","-","-","-","-","-","-","-"]
["POC Work flow","PocWorkflow","V30767","POC流程工具",null,"-","-","-","-","-","-","-","-","-","-","-","-","-","-","-","-","-","-","-","-","-","-","-","-","-","-","-","-","-"]
["Auto B-line","AutoBline","V30763","自动B线",null,"-","-","-","-","-","-","-","-","-","-","-","-","-","-","-","-","-","-","-","-","-","-","-","-","-","-","-","-","-"]
["Auto Nerve","AutoNerve","V30766 ","自动神经识别",null,"-","-","-","-","-","-","-","-","-","-","-","-","-","-","-","-","-","-","-","-","-","-","-","-","-","-","-","-","-"]
["Auto Pleura ","AutoPleura ","V30781","胸膜自动识别",null,"-","-","-","-","-","-","-","-","-","-","-","-","-","-","-","-","-","-","-","-","-","-","-","-","-","-","-","-","-"]
["VReport","VReport","V30363","VReport",null,"O","O","O","O","O","O","O","O","O","O","O","O","O","O","O","O","O","O","O","O","O","O","O","O","O","O","O","O"]
["VSPORT","SPORTPackage","V30386","运动版",null,"-","-","-","-","-","-","-","-","-","-","-","-","-","-","-","-","-","-","-","-","-","-","-","-","-","-","-","-"]
["Remote Examination","Remote Examination","V30420","远程考核",null,"X","X","X","X","X","X","X","X","X","X","X","X","X","X","X","X","X","X","X","X","X","X","X","X","X","X","X","X"]
["Shear Wave Imaging(VShear)","SWEI","V30494","剪切波弹性成像(VShear)",null,"O","O","O","O","O","O","O","O","O","O","O","O","O","O","O","O","O","O","O","O","O","O","O","O","O","O","O","O"]
[" VLuminous Flow","RadiantFlow","V30495","立体血流",null,"X","X","X","X","X","X","X","X","X","X","X","X","X","X","X","X","X","X","X","X","X","X","X","X","X","X","X","X"]
["Live IMT","AutoImtInScan","V30496","实时IMT",null,"X","X","X","X","X","X","X","X","O","O","O","O","O","O","O","O","O","O","O","O","O","O","O","O","O","O","O","O"]
["VAim for OB","OB AIMeasure","V30497","VAim:产科自动测量",null,"X","X","X","X","X","X","X","X","X","X","X","X","X","X","X","X","X","X","X","X","X","X","X","X","X","X","X","X"]
["VAim for HIP","DDH AIMeasure","V30498","VAim:小儿髋关节自动测量",null,"X","X","X","X","X","X","X","X","X","X","X","X","X","X","X","X","X","X","X","X","X","X","X","X","X","X","X","X"]
["VAim for Follicle","Follicle AIMeasure","V30499","VAim:卵泡自动测量",null,"X","X","X","X","X","X","X","X","X","X","X","X","X","X","X","X","X","X","X","X","X","X","X","X","X","X","X","X"]
["VAim for Pelvic","VAS AIMeasure","V30500","VAim:盆底脱垂自动测量",null,"X","X","X","X","X","X","X","X","O","O","O","O","O","O","O","O","O","O","O","O","O","O","O","O","O","O","O","O"]
["VAim for LEVA(3D)","LEVA AIMeasure","V30501","VAim:3D盆底肛提肌裂孔自动测量",null,"X","X","X","X","X","X","X","X","O","O","O","O","O","O","O","O","O","O","O","O","O","O","O","O","O","O","O","O"]
["Customized Auto Workflow(VWork)","Auto Works","V30502","自定义工作流(VWork)",null,"X","X","X","X","X","X","X","X","X","X","X","X","X","X","X","X","X","X","X","X","X","X","X","X","X","X","X","X"]
["Auto Flow Volume","Auto Flow Volume","V30531","血流量自动测量",null,"O","O","O","O","O","O","O","O","O","O","O","O","O","O","O","O","O","O","O","O","O","O","O","O","O","O","O","O"]
["Cardiac Guide","Cardiac Guide","V30554","心脏AI导航",null,"-","-","-","-","-","-","-","-","-","-","-","-","-","-","-","-","-","-","-","-","-","-","-","-","-","-","-","-"]
["lung ai","LungAI","V30559","智能肺超",null,"-","-","-","-","-","-","-","-","-","-","-","-","-","-","-","-","-","-","-","-","-","-","-","-","-","-","-","-"]
["Tissue boost","SupportTissueBoost","V30626","组织增强 ",null,"-","-","-","-","-","-","-","-","-","-","-","-","-","-","-","-","-","-","-","-","-","-","-","-","-","-","-","-"]
["Research Access","Research Access","V30714 ","原始科研数据导出",null,"-","-","-","-","-","-","-","-","-","-","-","-","-","-","-","-","-","-","-","-","-","-","-","-","-","-","-","-"]
["Remote consultation","Remote Consultation","V30740","远程会诊",null,"-","-","-","-","-","-","-","-","-","-","-","-","-","-","-","-","-","-","-","-","-","-","-","-","-","-","-","-"]
["ECG Function","ECG","V30786","ECG 软件功能",null,"O","O","O","O","O","O","O","O","O","O","O","O","O","O","O","O","O","O","O","O","O","O","O","O","O","O","O","O"]
["DICOM export and storage, printer, worklist","DICOM export and storage, printer, worklist","V30038","DICOM3.0基础功能（导出与存储，打印,列表）",null,"-","-","-","-","-","-","-","-","-","-","-","-","-","-","-","-","-","-","-","-","-","-","-","-","-","-","-","-"]
["DICOM export and storage, ","DicomStoragePackage","V30359","DICOM3.0基础功能",null,"X","X","X","X","X","X","X","X","X","X","X","X","X","X","X","X","X","X","X","X","X","X","X","X","X","X","X","X"]
["DICOM printer/ worklist","DicomNetworkPackage","V30360","DICOM3.0接口",null,"O","O","O","O","O","O","O","O","O","O","O","O","O","O","O","O","O","O","O","O","O","O","O","O","O","O","O","O"]
["Transfer image to FTP server","Transfer image to FTP server","V30087","传输影像至FTP服务器",null,"Δ","Δ","Δ","Δ","Δ","Δ","Δ","Δ","Δ","Δ","Δ","Δ","Δ","Δ","Δ","Δ","Δ","Δ","Δ","Δ","Δ","Δ","Δ","Δ","Δ","Δ","Δ","Δ"]
["RF data export","RF data export","V30088","RF元数据导出",null,"Δ","Δ","Δ","Δ","Δ","Δ","Δ","Δ","Δ","Δ","Δ","Δ","Δ","Δ","Δ","Δ","Δ","Δ","Δ","Δ","Δ","Δ","Δ","Δ","Δ","Δ","Δ","Δ"]
["vCloud interface","vCloud","V30173","远程传输接口",null,"X","X","X","X","X","X","X","X","X","X","X","X","X","X","X","X","X","X","X","X","X","X","X","X","X","X","X","X"]
[]
["3D/4D Imaging Features"]
["3D imaging","3D imaging","V30135","三维成像",null,"X","X","X","X","X","X","X","X","X","X","X","X","X","X","X","X","X","X","X","X","X","X","X","X","X","X","X","X"]
["Real-time grayscale 4D","Real-time grayscale 4D","V30066","实时灰阶四维",null,"X","X","X","X","X","X","X","X","X","X","X","X","X","X","X","X","X","X","X","X","X","X","X","X","X","X","X","X"]
["4D Volume/sec (65 angle)",null,null,"四维帧频"]
["Tomographic display (Mcut)","Tomographic display (Mcut)","V30067","超声断层成像",null,"O","O","O","O","O","O","X","X","X","X","X","X","O","O","O","O","O","O","O","O","O","O","O","O","O","O","O","O"]
["Rendering algorithms",null,null,"渲染方式"]
["- maximum, minimum, XΔRay",null,null," 最大、最小、X光显影模式",null,"X","X","X","X","X","X","X","X","X","X","X","X","X","X","X","X","X","X","X","X","X","X","X","X","X","X","X","X"]
["- surface, smooth",null,null,"表面模式、平滑模式",null,"X","X","X","X","X","X","X","X","X","X","X","X","X","X","X","X","X","X","X","X","X","X","X","X","X","X","X","X"]
["Parameter adjustable after freeze",{"$nulls":4},"X","X","X","X","X","X","X","X","X","X","X","X","X","X","X","X","X","X","X","X","X","X","X","X","X","X","X","X"]
["HQ (High Quality) 3D/4D","HQ3D&HQ4D","V30035","羊膜腔镜成像技术",null,"X","X","X","X","X","X","X","X","X","X","X","X","X","X","X","X","O","O","O","O","O","O","O","O","O","O","O","O"]
["Spatio Temporal Image Correlation (STIC)",null,"V30037","时间空间相关成像",null,"O","O","O","O","O","O","O","O","O","O","O","O","O","O","O","O","O","O","O","O","O","O","O","O","O","O","O","O"]
["Spatio Temporal Image Correlation (STIC)","Spatio Temporal Image Correlation (STIC)","V30787","时间空间相关成像",null,"Δ","Δ","Δ","Δ","Δ","Δ","Δ","Δ","Δ","Δ","Δ","Δ","Δ","Δ","Δ","Δ","Δ","Δ","Δ","Δ","Δ","Δ","Δ","Δ","Δ","Δ","Δ","Δ"]
["Auto NT","Auto NT","V30040","自动颈项透明层测量",null,"X","X","X","X","X","X","X","X","X","X","X","X","X","X","X","X","X","X","X","X","X","X","X","X","X","X","X","X"]
["Auto IT measure","Auto IT","V30503","自动IT(颅内透明层)测量",null,"X","X","X","X","X","X","X","X","X","X","X","X","X","X","X","X","X","X","X","X","X","X","X","X","X","X","X","X"]
["Inversion mode","Inversion mode","V30057","灰阶反转模式",null,"X","X","X","X","X","X","X","X","X","X","X","X","X","X","X","X","X","X","X","X","X","X","X","X","X","X","X","X"]
["Magic cut","Magic cut","V30058","魔术刀",null,"X","X","X","X","X","X","X","X","X","X","X","X","X","X","X","X","X","X","X","X","X","X","X","X","X","X","X","X"]
["Smart touch panel 3D/4D operation","Smart touch panel 3D/4D operation","V30059","智能三维/四维触摸屏操作模式",null,"X","X","X","X","X","X","X","X","X","X","X","X","X","X","X","X","X","X","X","X","X","X","X","X","X","X","X","X"]
["Free view","Free view","V30060","容积超声断层成像",null,"X","X","X","X","X","X","X","X","X","X","X","X","X","X","X","X","X","X","X","X","X","X","X","X","X","X","X","X"]
["Smart 3D Volume Calculation","Smart 3D Volume Calculation","V30177","智能三维容积计算",null,"O","O","O","O","O","O","X","X","O","O","O","O","O","O","O","O","O","O","O","O","O","O","O","O","O","O","O","O"]
["Free 3D","Free 3D","V30178","自由臂3D",null,"X","X","X","X","X","X","X","X","X","X","X","X","X","X","X","X","X","X","X","X","X","X","X","X","X","X","X","X"]
["3D auto follicle","Follicle 3D","V30213","三维卵泡自动测量",null,"X","X","X","X","X","X","X","X","O","O","O","O","O","O","O","O","O","O","O","O","O","O","O","O","O","O","O","O"]
["4D HQ Silhouette mode","HQSilhouette","V30358","HQ剪影模式",null,"X","X","X","X","X","X","X","X","X","X","X","X","X","X","X","X","O","O","O","O","O","O","O","O","O","O","O","O"]
["Export 3D data for 3D printer","Export 3D data for 3D printer","V30504","导出3D打印数据",null,"X","X","X","X","X","X","X","X","X","X","X","X","X","X","X","X","X","X","X","X","X","X","X","X","X","X","X","X"]
["Auto Levator Ani","Auto Levator Hiatus","V30505","3D盆底肛提肌裂孔自动测量",null,"X","X","X","X","X","X","X","X","X","X","X","X","X","X","X","X","X","X","X","X","X","X","X","X","X","X","X","X"]
["3D Smart Face","3D Smart Face","V30506","智能胎儿面部成像",null,"X","X","X","X","X","X","O","O","O","O","O","O","O","O","O","O","O","O","O","O","O","O","O","O","O","O","O","O"]
["VNavIn 3D","Endoscope3D","V30552","超声3D内视渲染技术",null,"X","X","X","X","X","X","X","X","X","X","X","X","X","X","X","X","O","O","O","O","O","O","O","O","O","O","O","O"]
["Light Lab","SupportMultiLight","V30628","Light Lab胎儿多光源渲染成像",null,"-","-","-","-","-","-","-","-","-","-","-","-","-","-","-","-","-","-","-","-","-","-","-","-","-","-","-","-"]
["Color 3D","Color 3D","V30723","三维焕流成像",null,"-","-","-","-","-","-","-","-","-","-","-","-","-","-","-","-","Δ","Δ","Δ","Δ","Δ","Δ","Δ","Δ","Δ","Δ","Δ","Δ"]
["Niche View\n","Niche 3D\n","V30439","壁龛成像",null,"X","X","X","X","X","X","X","X","X","X","X","X","X","X","X","X","X","X","X","X","X","X","X","X","X","X","X","X"]
[]
["General Specification"]
["RF platform",null,null,"RF元数据平台",null,"X","X","X","X","X","X","X","X","X","X","X","X","X","X","X","X","X","X","X","X","X","X","X","X","X","X","X","X"]
["Cineloop",null,null,"电影回放",null,"1500\"/30000 frame","1500\"/30000 frame","1500\"/30000 frame","1500\"/30000 frame","1500\"/30000 frame","1500\"/30000 frame","1500\"/30000 frame","1500\"/30000 frame","1500\"/30000 frame","1500\"/30000 frame","1500\"/30000 frame","1500\"/30000 frame","1500\"/30000 frame","1500\"/30000 frame","1500\"/30000 frame","1500\"/30000 frame","1500\"/30000 frame","1500\"/30000 frame","1500\"/30000 frame","1500\"/30000 frame","1500\"/30000 frame","1500\"/30000 frame","1500\"/30000 frame","1500\"/30000 frame","1500\"/30000 frame","1500\"/30000 frame","1500\"/30000 frame","1500\"/30000 frame"]
["M2-SSD for ORCHID",{"$nulls":4},"500G","500G","500G","500G","500G","500G","500G","500G","500G","500G","500G","500G","500G","500G","500G","500G","500G","500G","500G","500G","500G","500G","500G","500G","500G","500G","500G","500G"]
["SSD for G55/R",{"$nulls":4},"-","-","-","-","-","-","-","-","-","-","-","-","-","-","-","-","-","-","-","-","-","-","-","-","-","-","-","-","-","-","-","-","-","-","-","-","-","-","-","-","-","-","-","-","-","-","-","-","-","-","-","-","-","-","-","-","-","-","-"]
["SSD for quick bootup(E20 系列)",{"$nulls":4},"-","-","-","-","-","-","-","-","-","-","-","-","-","-","-","-","-","-","-","-","-","-","-","-","-","-","-","-","-","-","-","-","-","-","-","-","-","-","-","-","-","-","-","-","-","-","-","-","-","-","-","-","-","-","-","-","-","-","-"]
["SSD for quick bootup(portable)",{"$nulls":4},"-","-","-","-","-","-","-","-","-","-","-","-","-","-","-","-","-","-","-","-","-","-","-","-","-","-","-","-","-","-","-","-","-","-","-","-","-","-","-","-","-","-","-","-","-","-","-","-","-","-","-","-","-","-","-","-","-","-","-"]
["Memory size",null,null,"内存",null,"16G","16G","16G","16G","16G","16G","16G","16G","16G","16G","16G","16G","16G","16G","16G","16G","16G","16G","16G","16G","16G","16G","16G","16G","16G","16G","16G","16G"]
["HDD",null,null,"硬盘",null,"O","O","O","O","O","O","O","O","O","O","O","O","O","O","O","O","O","O","O","O","O","O","O","O","O","O","O","O"]
["Monitor size",null,null,"显示器",null,"27\"","27\"","27\"","27\"","27\"","21.5\"","27\"","21.5\"","27\"","21.5\"","21.5\"","21.5\"","23.8\"","21.5\"","21.5\"","21.5\"","23.8\"","21.5\"","21.5\"","21.5\"","23.8\"","21.5\"","21.5\"","21.5\"","23.8\"","21.5\"","21.5\"","21.5\""]
["Touch panel ",null,null,"触摸屏操作",null,"13.3\"","13.3\"","13.3\"","13.3\"","13.3\"","13.3\"","13.3\"","13.3\"","13.3\"","13.3\"","13.3\"","13.3\"","13.3\"","13.3\"","13.3\"","13.3\"","13.3\"","13.3\"","13.3\"","13.3\"","13.3\"","13.3\"","13.3\"","13.3\"","13.3\"","13.3\"","13.3\"","13.3\""]
["Probe port",null,null,"选配探头接口",null,"-","-","-","-","-","-","-","-",5,5,5,5,"-","-","-","-","-","-","-","-","-","-","-","-","-","-","-","-"]
[null,null,null,"标配探头接口",null,5,5,5,5,5,5,5,5,"4+1","4+1","4+1","4+1","4+1","4+1","4+1","4+1","4+1","4+1","4+1","4+1","4+1","4+1","4+1","4+1","4+1","4+1","4+1","4+1"]
["Integrated DVDRW ",null,null,"可读写DVD",null,"X","X","X","X","X","X","X","X","X","X","X","X","X","X","X","X","X","X","X","X","X","X","X","X","X","X","X","X"]
["B/W video printer slot",null,null,"黑白打印机安装槽",null,"X","X","X","X","X","X","X","X","X","X","X","X","X","X","X","X","X","X","X","X","X","X","X","X","X","X","X","X"]
["Patient database",null,null,"病人数据",null,"X","X","X","X","X","X","X","X","X","X","X","X","X","X","X","X","X","X","X","X","X","X","X","X","X","X","X","X"]
["Quick store",null,null,"USB快速存储",null,"X","X","X","X","X","X","X","X","X","X","X","X","X","X","X","X","X","X","X","X","X","X","X","X","X","X","X","X"]
["Network storage and printing","Network Printer",null,"网络存储与网络打印",null,"X","X","X","X","X","X","X","X","X","X","X","X","X","X","X","X","X","X","X","X","X","X","X","X","X","X","X","X"]
["Auto track in PW/CW",null,null,"多普勒频谱自动包络",null,"X","X","X","X","X","X","X","X","X","X","X","X","X","X","X","X","X","X","X","X","X","X","X","X","X","X","X","X"]
["Vascular calculations",null,null,"血管测量包",null,"X","X","X","X","X","X","X","X","X","X","X","X","X","X","X","X","X","X","X","X","X","X","X","X","X","X","X","X"]
["Cardiac calculations",null,null,"心脏测量包",null,"X","X","X","X","X","X","X","X","X","X","X","X","X","X","X","X","X","X","X","X","X","X","X","X","X","X","X","X"]
["OB calculations and tables",null,null,"产科计算包及胎儿生长曲线表",null,"X","X","X","X","X","X","X","X","X","X","X","X","X","X","X","X","X","X","X","X","X","X","X","X","X","X","X","X"]
["Gynecological calculations",null,null,"妇科计算包",null,"X","X","X","X","X","X","X","X","X","X","X","X","X","X","X","X","X","X","X","X","X","X","X","X","X","X","X","X"]
["Urological calculations",null,null,"泌尿科计算包",null,"X","X","X","X","X","X","X","X","X","X","X","X","X","X","X","X","X","X","X","X","X","X","X","X","X","X","X","X"]
["Renal calculations",null,null,"肾脏计算包",null,"X","X","X","X","X","X","X","X","X","X","X","X","X","X","X","X","X","X","X","X","X","X","X","X","X","X","X","X"]
["Volume calculations",null,null,"容积计算",null,"X","X","X","X","X","X","X","X","X","X","X","X","X","X","X","X","X","X","X","X","X","X","X","X","X","X","X","X"]
["WIFI adapter for console",null,"V30558","无线适配器",null,"O","O","O","O","O","O","O","O","O","O","O","O","O","O","O","O","O","O","O","O","O","O","O","O","O","O","O","O"]
["WIFI adapter for portable",null,"V30115","便携超无线适配器",null,"-","-","-","-","-","-","-","-","-","-","-","-","-","-","-","-","-","-","-","-","-","-","-","-","-","-","-","-"]
["LAN",null,null,"网络连接",null,"X","X","X","X","X","X","X","X","X","X","X","X","X","X","X","X","X","X","X","X","X","X","X","X","X","X","X","X"]
["VGuide","EzonoNgs","V30214","微磁引导",null,"-","-","-","-","-","-","-","-","-","-","-","-","-","-","-","-","-","-","-","-","-","-","-","-","-","-","-","-"]
[]
["Ergonomics"]
["Articulating display",null,null,"自由显示臂",null,"X","X","X","X","X","X","X","X","X","X","X","X","X","X","X","X","X","X","X","X","X","X","X","X","X","X","X","X"]
["display up/down",null,null,"显示器上下升降",null,"-","-","-","-","-","-","X","X","X","X","X","X","X","X","X","X","X","X","X","X","X","X","X","X","X","X","X","X"]
["operation panel up/down",null,null,"操作平台上下移动",null,"X","X","X","X","X","X","X","X","X","X","X","X","X","X","X","X","X","X","X","X","X","X","X","X","X","X","X","X"]
["operation panel Swivel",null,null,"操作平台左右移动",null,"X","X","X","X","X","X","X","X","X","X","X","X","X","X","X","X","X","X","X","X","X","X","X","X","X","X","X","X"]
["Operation panel FrontΔback adjustment",null,null,"操作平台前后移动",null,"X","X","X","X","X","X","X","X","X","X","X","X","X","X","X","X","X","X","X","X","X","X","X","X","X","X","X","X"]
["Touch Screen angle adjust",null,null,"触摸屏角度可调",null,"-","-","-","-","-","-","-","-","-","-","-","-","-","-","-","-","-","-","-","-","-","-","-","-","-","-","-","-"]
["Gel warmer",null,null,"耦合剂加温器",null,"X","X","X","X","X","X","X","X","X","X","X","X","X","X","X","X","X","X","X","X","X","X","X","X","X","X","X","X"]
["内置电池",{"$nulls":4},"-","-","-","-","-","-","-","-","-","-","-","-","-","-","-","-","-","-","-","-","-","-","-","-","-","-","-","-"]
["Foot rest",null,null,"踏脚装置",null,"X","X","X","X","X","X","X","X","X","X","X","X","X","X","X","X","X","X","X","X","X","X","X","X","X","X","X","X"]
["Foot switch",null,null,"集成式脚踏开关",null,"X","X","X","X","X","X","X","X","X","X","X","X","X","X","X","X","X","X","X","X","X","X","X","X","X","X","X","X"]
["USB single button foot switch software",null,null,"USB单踏脚踏开关(需另外购买开关）",null,"-","-","-","-","-","-","-","-","-","-","-","-","-","-","-","-","-","-","-","-","-","-","-","-","-","-","-","-"]
["USB double button foot switch software",null,null,"USB双踏脚踏开关(需另外购买开关）",null,"O","O","O","O","O","O","O","O","O","O","O","O","O","O","O","O","O","O","O","O","O","O","O","O","O","O","O","O"]
["USB video acquisition card for video output",null,null,"中安USB视频采集卡（US2000视频采集盒）",null,"O","O","O","O","O","O","O","O","O","O","O","O","O","O","O","O","O","O","O","O","O","O","O","O","O","O","O","O"]
["battery discharge time",{"$nulls":4},"-","-","-","-","-","-","-","-","-","-","-","-","-","-","-","-","-","-","-","-","-","-","-","-","-","-","-","-"]
["battery charge time(fast/normal)",{"$nulls":4},"-","-","-","-","-","-","-","-","-","-","-","-","-","-","-","-","-","-","-","-","-","-","-","-","-","-","-","-"]
["battery package/UPS",{"$nulls":4},"-","-","-","-","-","-","-","-","-","-","-","-","-","-","-","-","-","-","-","-","-","-","-","-","-","-","-","-"]
["OR键盘托架组件",null,"V30510",null,null,"O","O","O","O","O","O","O","O","O","O","O","O","O","O","O","O","O","O","O","O","O","O","O","O","O","O","O","O"]
["新键盘托架组件（除60和86系列的其它大机器和CART-F/S/L）",null,"V30566",null,null,"-","-","-","-","-","-","-","-","-","-","-","-","-","-","-","-","-","-","-","-","-","-","-","-","-","-","-","-"]
["ECG for 60/86/R700系列（第三代ECG）",null,"V30637/V30638","心电图（2000351/2000352）",null,"O","O","O","O","O","O","O","O","O","O","O","O","O","O","O","O","O","O","O","O","O","O","O","O","O","O","O","O"]
["ECG for portable",null,"V30163/V30116","心电图（1000329/1000379）",null,"-","-","-","-","-","-","-","-","-","-","-","-","-","-","-","-","-","-","-","-","-","-","-","-","-","-","-","-"]
["CAMPH_ECG组件（V10 series）",null,"V30684/V30704","心电图（1001120/1001277）",null,"-","-","-","-","-","-","-","-","-","-","-","-","-","-","-","-","-","-","-","-","-","-","-","-","-","-","-","-"]
["ECG for E20",null,"V30528/V30529","心电图（1000360-2/1000761-2）",null,"-","-","-","-","-","-","-","-","-","-","-","-","-","-","-","-","-","-","-","-","-","-","-","-","-","-","-","-"]
["外置导声胶加热器",null,"V10047","外置导声胶加热器",null,"-","-","-","-","-","-","-","-","-","-","-","-","-","-","-","-","-","-","-","-","-","-","-","-","-","-","-","-"]
["空化探头支架",null,"V30311",null,null,"O","O","O","O","O","O","-","-","O","O","O","O","-","-","-","-","-","-","-","-","-","-","-","-","-","-","-","-"]
["USB audio adapter",null,"V30341","USB 外置声卡 海备思HAGIBIS",null,"-","-","-","-","-","-","-","-","-","-","-","-","-","-","-","-","-","-","-","-","-","-","-","-","-","-","-","-"]
["E20 UPS支架套件",null,"V30365",null,null,"-","-","-","-","-","-","-","-","-","-","-","-","-","-","-","-","-","-","-","-","-","-","-","-","-","-","-","-"]
["G55 UPS支架套件",null,"V30366",null,null,"-","-","-","-","-","-","-","-","-","-","-","-","-","-","-","-","-","-","-","-","-","-","-","-","-","-","-","-"]
["DVI to HDMI cable for trolley &TOONA_50cm",null,"V30424","DVI转HDMI视频输出线-50cm",null,"-","-","-","-","-","-","-","-","-","-","-","-","-","-","-","-","-","-","-","-","-","-","-","-","-","-","-","-"]
["HDMI port adapter ",null,"V30425","DVI转HDMI转接头",null,"X","X","X","X","X","X","X","X","X","X","X","X","X","X","X","X","X","X","X","X","X","X","X","X","X","X","X","X"]
[]
["I/O and peripherals"]
["Portable keyboard dust film(Minimum package quantity 10pcs,10pcs/Bag)","Portable keyboard dust film","V30422","portable键盘防尘膜",null,"-","-","-","-","-","-","-","-","-","-","-","-","-","-","-","-","-","-","-","-","-","-","-","-","-","-","-","-"]
["Bluetooth adapter","Bluetooth adapter","V30082","蓝牙适配器",null,"X","X","X","X","X","X","X","X","X","X","X","X","X","X","X","X","X","X","X","X","X","X","X","X","X","X","X","X"]
["USB DVDRW "]
["USB port"]
["Display Port"]
["Simple CART",null,"V30521","CART-S"]
["Simple CART",null,"V10855","CART-S新"]
["Simple CART",null,"V10851","CART-L新"]
["2 extended probe ports"]
["3 extended probe ports"]
["3 probe holder"]
["Cart with battery and 3 probe ports",null,"V30519","带三口探头箱电池包推车  CART-F"]
["Cart with battery and 3 probe ports",null,"V10853","CART-F新"]
["USB B/W graphic printer slot"]
["S-video port, DVI port, VGA port "]
[]
[" 4 USB ports"]
["Power suit "]
["locking mechanism"]
["Up/down mechanism (>150mm)"]
["Battery pack (>4 hours working time)"]
["portable独立包装电池",null,"V30148"]
["V9BAT",null," V30709 "]
["CART 电池包组件",null,"V30155"]
["CART电源面板组件",null,"V30156"]
["CART视频转换输出组件",null,"V30208"]
["CART USB HUB组件",null,"V30158"]
["portable 箱包组件",null,"V30147"]
["Two probe ports box ",null,"V30153"]
["Three probe ports box ",null,"V30152"]
[]
[]
["Probes","Product-ProbeSpecification","Δ：Optional（注册了但是不想卖）\n#：    Additional(未注册)\n-/tt:   Hidden(工程上或者市场不开放)\nO:     Standard(停售了)\nX:     Standard","成品探头IPN\n（选型系统）","裸探头IPN\n（标签上IPN）"]
["S1-8C(192)","S1-8C","V20020",1000182,1000142,"X","X","X","X","X","X","X","X","X","X","X","X","X","X","X","X","-","-","-","-","-","-","-","-","-","-","-","-"]
["S1-8C（192，MUX）","S1-8CM","V20054",1000992,1000991,"X","X","X","X","X","X","X","X","X","X","X","X","X","X","X","X","#","#","#","#","#","#","#","#","#","#","#","#"]
["S2-9C(128)","S2-9CE","V20036",1000274,1000241,"X","-","X","-","X","X","X","X","X","X","X","X","X","X","X","X","X","X","X","X","-","-","-","-","X","X","-","-"]
["S1-9C","S1-9C","V20059",1000409,1000408,"-","-","-","-","-","-","-","-","-","-","-","-","-","-","-","-","-","-","-","-","-","-","-","-","-","-","-","-"]
["X2-6C(192, mux)","X2-6C","V20002",1000164,1000043,"X","X","X","X","X","X","X","X","X","X","X","X","X","X","X","X","X","X","X","X","X","X","X","X","X","X","X","X"]
["G2-5C(128)","G2-5C","V20001",1000163,1000039,"Δ","Δ","Δ","Δ","Δ","Δ","Δ","Δ","Δ","Δ","Δ","Δ","Δ","Δ","Δ","Δ","Δ","Δ","Δ","Δ","Δ","Δ","Δ","Δ","Δ","Δ","Δ","Δ"]
["F2-5C(128)","F2-5C","V20015",1000177,1000067,"Δ","Δ","Δ","Δ","Δ","Δ","Δ","Δ","Δ","Δ","Δ","Δ","Δ","Δ","Δ","Δ","Δ","Δ","Δ","Δ","Δ","Δ","Δ","Δ","Δ","Δ","Δ","Δ"]
["F2-5CE停售","F2-5CE","V20021",1000272,1000239,"#","#","#","#","#","#","#","#","#","#","#","#","#","#","#","#","#","#","#","#","#","#","#","#","#","#","#","#"]
["F2-5C","F2-5CP","V20063",1000530,1000529,"Δ","Δ","Δ","Δ","Δ","Δ","Δ","Δ","Δ","Δ","Δ","Δ","Δ","Δ","Δ","Δ","Δ","Δ","Δ","Δ","Δ","Δ","Δ","Δ","Δ","Δ","Δ","Δ"]
["B2-6C(128)","B2-6C","V20037",1000481,1000480,"Δ","Δ","Δ","Δ","Δ","Δ","Δ","Δ","Δ","Δ","Δ","Δ","Δ","Δ","Δ","Δ","Δ","Δ","Δ","Δ","Δ","Δ","Δ","Δ","Δ","Δ","Δ","Δ"]
["D2-6C（128）","D2-6C","V20065",1000946,1000945,"-","-","-","-","-","-","-","-","-","-","-","-","-","-","-","-","#","#","#","#","#","#","#","#","#","#","#","#"]
["D2-7C","D2-7C",null,1000894,1000893,"-","-","-","-","-","-","-","-","-","-","-","-","-","-","-","-","-","-","-","-","-","-","-","-","-","-","-","-"]
["D3-6C(128)停售","D3-6C","V20003",1000165,1000046,"X","X","X","X","X","X","X","X","X","X","X","X","X","X","X","X","X","X","X","X","X","X","X","X","X","X","X","X"]
["D3-6C(128)","D3-6CM","V20066",1001062,1001061,"X","X","X","X","X","X","X","X","X","X","X","X","X","X","X","X","X","X","X","X","X","X","X","X","X","X","X","X"]
["D3-6CX(128)停售","D3-6CX","V20004",1000166,1000065,"X","X","X","X","X","X","X","X","X","X","X","X","X","X","X","X","X","X","X","X","X","X","X","X","X","X","X","X"]
["D3-6CX(128)停售","D3-6CY","V20004",1000502,1000501,"-","-","-","-","-","-","-","-","-","-","-","-","-","-","-","-","-","-","-","-","-","-","-","-","-","-","-","-"]
["D3-6CP","D3-6CP",null,1000426,1000425,"-","-","-","-","-","-","-","-","-","-","-","-","-","-","-","-","-","-","-","-","-","-","-","-","-","-","-","-"]
["D3-6CE","D3-6CE","V20027",1000271,1000238,"-","-","-","-","-","-","-","-","-","-","-","-","-","-","-","-","-","-","-","-","-","-","-","-","-","-","-","-"]
["G4-9E(128)停售","G4-9E","V20005",1000167,1000041,"#","#","#","#","#","#","#","#","#","#","#","#","#","#","#","#","#","#","#","#","#","#","#","#","#","#","#","#"]
["G4-9E(128)","G4-9EP","V20005",1000313,1000311,"X","X","X","X","X","X","X","X","X","X","X","X","X","X","X","X","X","X","X","X","X","X","X","X","X","X","X","X"]
["G4-9E(192, mux)停售","G4-9ES",null,1000407,1000405,"#","#","#","#","#","#","#","#","#","#","#","#","#","#","#","#","#","#","#","#","#","#","#","#","#","#","#","#"]
["X4-9E(192, mux)直柄","X4-9EL","V20049",1000805,1000804,"X","X","X","X","X","X","X","X","X","X","X","X","X","X","X","X","X","X","X","X","X","X","X","X","X","X","X","X"]
["X4-9E(192, mux)","X4-9E","V20032",1000524,1000523,"X","X","X","X","X","X","X","X","X","X","X","X","X","X","X","X","X","X","X","X","X","X","X","X","X","X","X","X"]
["X4-9E(192, mux)直柄","X4-9EL2","V20049",1001388,1001388,"X","X","X","X","X","X","X","X","X","X","X","X","X","X","X","X","X","X","X","X","X","X","X","X","X","X","X","X"]
["X4-9E(192, mux)","X4-9E2","V20032",1001387,1001387,"X","X","X","X","X","X","X","X","X","X","X","X","X","X","X","X","X","X","X","X","X","X","X","X","X","X","X","X"]
["D4-9E(128)停售","D4-9E","V20006",1000168,1000049,"X","X","X","X","X","X","X","X","X","X","X","X","X","X","X","X","X","X","X","X","X","X","X","X","X","X","X","X"]
["D4-9E(148, mux)","D4-9EP","V20006",1000346,1000345,"X","X","X","X","X","X","X","X","X","X","X","X","X","X","X","X","X","X","X","X","X","X","X","X","X","X","X","X"]
["F4-9E(128)停售","F4-9E","V20016",1000178,1000068,"X","X","X","X","X","X","X","X","X","X","X","X","X","X","X","X","X","X","X","X","X","X","X","X","X","X","X","X"]
["F4-9E(128)","F4-9ES","V20033",1000432,1000431,"Δ","Δ","Δ","Δ","Δ","Δ","Δ","Δ","Δ","Δ","Δ","Δ","Δ","Δ","Δ","Δ","Δ","Δ","Δ","Δ","Δ","Δ","Δ","Δ","Δ","Δ","Δ","Δ"]
["F4-9E(128)","F4-9EV","V20064",1000784,1000783,"-","-","-","-","-","-","-","-","-","-","-","-","-","-","-","-","-","-","-","-","-","-","-","-","-","-","-","-"]
["G3-9M(128)","G3-9M","V20039",1000521,1000520,"X","X","X","X","X","X","X","X","X","X","X","X","X","X","X","X","X","X","X","X","X","X","X","X","X","X","X","X"]
["G3-9M","G3-9MV","V20068",1001380,1001380,"-","-","-","-","-","-","-","-","-","-","-","-","-","-","-","-","X","X","X","X","X","X","X","X","X","X","X","X"]
["G4-9M(128)","G4-9M","V20007",1000169,1000047,"X","X","X","X","X","X","X","X","X","X","X","X","X","X","X","X","X","X","X","X","X","X","X","X","X","X","X","X"]
["X3-10L(192)停售","X3-10L","V20038",1000491,1000490,"X","X","X","X","X","X","X","X","X","X","X","X","X","X","X","X","X","X","X","X","X","X","X","X","X","X","X","X"]
["X3-10L(192)","X3-10LV","V20070",1001326,1001325,"-","-","-","-","-","-","-","-","-","-","-","-","-","-","-","-","X","X","X","X","X","X","X","X","X","X","X","X"]
["X4-12L(192, mux)","X4-12L","V20008",1000170,1000042,"X","X","X","X","X","X","X","X","X","X","X","X","X","X","X","X","X","X","X","X","X","X","X","X","X","X","X","X"]
["X6-16L(192, mux)","X6-16L","V20009",1000171,1000044,"X","X","X","X","X","X","X","X","X","X","X","X","X","X","X","X","X","X","X","X","X","X","X","X","X","X","X","X"]
["X6-16L(NGS)(192, mux)","X6-16LG","V20034",1000434,1000433,"-","-","-","-","-","-","-","-","-","-","-","-","-","-","-","-","-","-","-","-","-","-","-","-","-","-","-","-"]
["U5-15L(256, mux)","U5-15L","V20010",1000172,1000045,"X","X","X","X","X","X","X","X","X","X","X","X","X","X","X","X","-","-","-","-","-","-","-","-","-","-","-","-"]
["U5-15LE(256, mux)","U5-15LE","V20011",1000173,1000101,"-","-","-","-","-","-","-","-","-","-","-","-","-","-","-","-","X","X","X","X","X","X","X","X","X","X","X","X"]
["I4-11T(128)","I4-11T","V20012",1000174,1000052,"Δ","Δ","Δ","Δ","Δ","Δ","Δ","Δ","Δ","Δ","-","-","Δ","-","Δ","Δ","Δ","Δ","Δ","Δ","Δ","Δ","Δ","Δ","Δ","Δ","Δ","Δ"]
["F4-12L(128)停售","F4-12L","V20017",1000179,1000069,"X","X","X","X","X","X","X","X","X","X","X","X","X","X","X","X","X","X","X","X","X","X","X","X","X","X","X","X"]
["F4-12L(128)","F4-12LV","V20058",1000742,1000741,"-","-","-","-","-","-","-","-","-","-","-","-","-","-","-","-","Δ","Δ","Δ","Δ","Δ","Δ","Δ","Δ","Δ","Δ","Δ","Δ"]
["F4-12L(128)","F4-12LV2","V20058",1001403,1001403,"-","-","-","-","-","-","-","-","-","-","-","-","-","-","-","-","-","-","-","-","-","-","-","-","-","-","-","-"]
["X10-23L (128)","X10-23L","V20022",1000276,1000249,"X","X","X","X","X","X","X","X","X","-","X","X","X","X","X","X","X","X","X","X","X","X","X","X","X","X","X","X"]
["X9-22L (192, mux)","X9-22L","V20023",1000273,1000240,"X","X","X","X","X","X","X","X","X","X","X","-","X","X","X","X","X","X","X","X","X","X","X","X","-","-","-","-"]
["I7-18L (Hock stick,128)","I7-18L","V20024",1000277,1000250,"X","X","X","X","X","X","X","X","X","X","X","X","X","X","X","X","X","X","X","X","X","X","X","X","X","X","X","X"]
["G1-4P(64)停售","G1-4P","V20013",1000175,1000040,"X","X","X","X","X","X","X","X","X","X","X","X","X","X","X","X","X","X","X","X","X","X","X","X","X","X","X","X"]
["G1-4P(64)停售","G1-4PS","V20013",1000381,1000375,"X","X","X","X","X","X","X","X","X","X","X","X","X","X","X","X","X","X","X","X","X","X","X","X","X","X","X","X"]
["G1-4P(64)停售","G1-4PX","V20013",1000406,1000404,"X","X","X","X","X","X","X","X","X","X","X","X","X","X","X","X","X","X","X","X","X","X","X","X","X","X","X","X"]
["G1-4P（64）","G1-4PV","V20052",1000744,1000743,"X","X","X","X","X","X","X","X","X","X","X","X","X","X","X","X","X","X","X","X","X","X","X","X","X","X","X","X"]
["S1-6P(64)停售","S1-6P","V20014",1000176,1000066,"-","-","-","-","-","-","-","-","-","-","-","-","-","-","-","-","-","-","-","-","-","-","-","-","-","-","-","-"]
["S1-6PS(64) （非CE国家）","S1-6PS","V20056",1001012,1001011,"-","-","-","-","-","-","-","-","-","-","-","-","-","-","-","-","-","-","-","-","-","-","-","-","-","-","-","-"]
["S1-6P(96)停售","S1-6PX","V20048",1000275,1000242,"X","X","X","X","X","X","X","X","X","X","X","X","X","X","X","X","X","X","X","X","X","X","X","X","X","X","X","X"]
["S1-6P","S1-6PV","V20061",1001206,1001080,"X","X","X","X","X","X","X","X","X","X","X","X","X","X","X","X","X","X","X","X","X","X","X","X","X","X","X","X"]
["G4-12LV(兽用经直肠探头,128)","G4-12LV","V20026",1000344,1000343,"-","-","-","-","-","-","-","-","-","-","-","-","-","-","-","-","-","-","-","-","-","-","-","-","-","-","-","-"]
["G3-10P(儿童心脏探头,64)","G3-10P","V20025",1000337,1000336,"-","-","-","-","-","-","-","-","-","-","-","-","-","-","-","-","-","-","-","-","-","-","-","-","-","-","-","-"]
["G3-10PX(儿童心脏探头,96)","G3-10PX","V20031",1000372,1000371,"X","X","X","X","X","X","X","X","X","X","X","X","X","X","X","X","X","X","X","X","X","X","X","X","X","X","X","X"]
["G3-8M(128)停售","G3-8M","V20028",1000390,1000376,"-","-","-","-","-","-","-","-","-","-","-","-","-","-","-","-","-","-","-","-","-","-","-","-","-","-","-","-"]
["G4-12P","G4-12PX","V20060",1001147,1001146,"-","-","-","-","Δ","Δ","Δ","Δ","-","-","-","-","-","-","-","-","-","-","-","-","-","-","-","-","-","-","-","-"]
["G4-12P(96)停产","G4-12P","V20035",1000500,1000499,"-","-","-","-","-","-","-","-","-","-","-","-","-","-","-","-","-","-","-","-","-","-","-","-","-","-","-","-"]
["BP4-9","BP4-9C","V20053",1000438,1000437,"X","X","X","X","X","X","X","X","X","X","X","X","X","X","X","X","X","X","X","X","X","X","X","X","X","X","X","X"]
["G1-3R","G1-3R","V20071",1000752,1000751,"-","-","-","-","-","-","-","-","-","-","-","-","-","-","-","-","-","-","-","-","-","-","-","-","-","-","-","-"]
["E3-8T","E3-8T","V20057",1000734,1000733,"-","-","-","-","-","-","-","-","-","-","-","-","-","-","-","-","-","-","-","-","-","-","-","-","-","-","-","-"]
[]
["Biopsy guide",null,null,"IPN"]
["Biopsy guide S1-8C","可重复使用，适用于S1-8C，S1-8CM","V30143",3100128,null,"X","X","X","X","X","X","X","X","X","X","X","X","X","X","X","X","-","X","-","-","-","X","-","-","-","X","-","-"]
["Biopsy guide G2-5C","可重复使用","V30026",3100102,null,"X","X","X","X","X","X","X","X","X","X","X","X","X","X","X","X","X","X","X","X","X","X","X","X","X","X","X","X"]
["Biopsy guide F2-5C","可重复使用，适用于F2-5C，F2-5CE，A2-5C","V30141",3100096,null,"X","X","X","X","X","X","Δ","Δ","#","#","#","#","X","X","X","X","X","X","X","X","X","X","X","X","X","X","X","X"]
["Biopsy guide G4-9E Steel","可重复使用","V30030",3100101,null,"-","-","-","-","-","-","-","-","-","-","-","-","-","-","-","-","-","-","-","-","-","-","-","-","-","-","-","-"]
["Biopsy guide G4-9E Steel 21G","可重复使用","V30217",3100211,null,"-","-","-","-","-","-","-","-","-","-","-","-","-","-","-","-","-","-","-","-","-","-","-","-","-","-","-","-"]
["Biopsy guide G4-9E Steel 14G","可重复使用","V30362",3100250,null,"-","-","-","-","-","-","-","-","-","-","-","-","-","-","-","-","-","-","-","-","-","-","-","-","-","-","-","-"]
["Biopsy guide G4-9E Steel 17G","可重复使用","V30768",3100545,null,"-","-","-","-","-","-","-","-","-","-","-","-","-","-","-","-","-","-","-","-","-","-","-","-","-","-","-","-"]
["Biopsy guide F4-9E","可重复使用，适用于F4-9E,A4-9E","V30205",3100188,null,"X","X","X","X","X","X","Δ","Δ","-","-","-","-","X","X","X","X","X","X","X","X","X","X","X","X","X","X","X","X"]
["Biopsy guide X6-16L","可重复使用","V30028",3100093,null,"X","X","X","X","X","X","X","X","X","X","X","X","X","X","X","X","X","X","X","X","X","X","X","X","X","X","X","X"]
["Biopsy guide X4-12L","可重复使用","V30118",3100092,null,"X","X","X","X","X","X","X","X","X","X","X","X","X","X","X","X","X","X","X","X","X","X","X","X","X","X","X","X"]
["Biopsy guide F4-12L","可重复使用,适用于F4-12L，F4-12LV,A4-12L","V30142",3100130,null,"#","#","#","#","#","#","#","#","#","#","#","#","#","#","#","#","#","#","#","#","#","#","#","#","#","#","#","#"]
["Biopsy guide G1-4P","可重复使用，适用于G1-4P，A1-4P，G1-4PV","V30119",3100095,null,"X","X","X","X","X","X","X","X","X","X","X","X","X","X","X","X","X","X","X","X","X","X","X","X","X","X","X","X"]
["Biopsy guide S1-6P","可重复使用，适用于S1-6P，S1-6PS","V30120",3100094,null,"X","X","X","X","X","X","X","X","X","X","X","X","X","X","X","X","X","X","X","X","X","X","X","X","X","X","X","X"]
["Biopsy guide BP4-9","可重复使用","V30523",3100392,null,"X","X","X","X","X","X","X","X","X","X","X","X","X","X","X","X","X","X","X","X","X","X","X","X","X","X","X","X"]
["Biopsy guide X4-9E","可重复使用，适用于X4-9E,A4-9EV,F4-9EV","V30522",3100384,null,"X","X","X","X","X","X","X","X","X","X","X","X","X","X","X","X","X","X","X","X","X","X","X","X","X","X","X","X"]
["Biopsy guide S1-6PX","可重复使用","V30653",3100438,null,"X","X","X","X","X","X","X","X","X","X","X","X","X","X","X","X","X","X","X","X","X","X","X","X","X","X","X","X"]
["Biopsy guide X2-6C","可重复使用","V30654",3100454,null,"X","X","X","X","X","X","X","X","X","X","X","X","X","X","X","X","X","X","X","X","X","X","X","X","X","X","X","X"]
["Biopsy guide S2-9C","可重复使用","V30769","3100473",null,"X","-","X","-","X","X","X","X","X","X","X","X","X","X","X","X","X","X","X","X","-","-","-","-","X","X","-","-"]
["一次性穿刺架，LEAPMED LPESE123","-","T10004",3100243,null,"-","-","-","-","-","-","-","-","-","-","-","-","-","-","-","-","-","-","-","-","-","-","-","-","-","-","-","-"]
["Biopsy guide S1-6PV","可重复使用","V30824",3100668,null,"X","X","X","X","X","X","X","X","X","X","X","X","X","X","X","X","X","X","X","X","X","X","X","X","X","X","X","X"]

{"sheet":"Before2023-Oversea","index":7,"n_rows":322,"n_cols":53,"rows_kept":322,"cut":false,"hidden":false,"merged":[[148,0,149,0],[148,2,149,2]]}
["Suitable software verison：","Release time：",null,null,null,"X  代表标配","- 代表不支持","Δ支持但隐藏","# 法规未注册","O 代表选配"]
[]
["红底：未注册机型/不发放",null,"ProductID",null,null,"G55E_5_6_7_8","G55_5_6_7_8","G55_5_6_7_8","G55P_5_6_7_8","X65_5_6_7_8","M55E_5_6_7_8","M55_5_6_7_8","M55P_5_6_7_8","X55_5_6_7_8","E35E","E35 ","E35P","X35","E20 ","X3","X2_4_5_6_7","X2P","X2E","E10_4_5_6_7","E10P","E10E_4","E10E","X1_4_6_8","X1_5","X1_9","X1P","X1E","E20|Russia","X3|Russia","X2|Russia","E10|Russia","X1|Russia","VINNO8","VINNO8_2","VINNO6EXP","VINNO6","VINNO6_2","VINNO6PRO","VINNO5EXP","VINNO5_2","VINNO5PRO","VINNO3EXP","VINNO3","VINNO3PRO","VINNO8EXP","VINNO8|Russia","VINNO6|Russia","VINNO5|Russia"]
["灰底：停用",{"$nulls":8},"V10097",null,"V10064",null,"V10098",null,"V10065",null,"V10099","V10026","V10048","V10106","V10293","V10294","V10096","V10297","V10578","V10298","V10108","V10318","V10581","V10301","V10302",{"$nulls":5},"V10020","V10844",null,"V10022","V10606",null,null,"V10127","V10119","V10122","V10126","V10124"]
[{"$nulls":11},"V10104:4P 升降 ",null,null,null,"V10208:BRA-4P-21.5",null,null,"V10094:21.5 ","V10190:4P","4P",null,null,"V10168:BRA",null,null,"V10317:BRA","V10318:BRA","V10318:BRA","V10318:BRA",{"$nulls":10},"V10171:BRA",null,null,null,"V10170:BRA"]
[{"$nulls":11},"V10157:4P 21.5",null,null,null,"V10093:4P 升降 ",null,null,"V10167:BRA","V10199: 4P 21.5",null,null,null,"4P",null,null,null,"4P","4P","4P"]
[{"$nulls":6},"1.4X?",{"$nulls":8},"V10110:4P 21.5",null,null,"V10189:4P",{"$nulls":4},"V10257：21.5",{"$nulls":8},"Russia","Russia","Russia","Russia","Russia",{"$nulls":12},"Only Russia","Russia","Russia","Russia"]
[null,null,"Memo",null,null,"ARM","ARM","ARM","ARM","ARM","ARM","ARM","ARM","ARM","ARM","ARM","ARM","ARM","ARM","ARM","USB","USB","USB","USB","USB","USB","USB","USB","USB","USB","USB","USB","ARM","ARM","USB","USB","USB","ARM","ARM","ARM","ARM","ARM","ARM","ARM","USB","USB","USB","USB","USB","ARM","ARM","ARM","USB"]
["Product ",null,"ProductDisplayName",null,null,"G55E","G55IQ","G55","G55P","X65","M55E","M55","M55P","X55","E35E","E35","E35P","X35","E20","X3","X2","X2P","X2E","E10","E10P","E10E","E10E","X1","X1","X1","X1P","X1E","E20","X3","X2","E10","X1","VINNO 8","VINNO 8 TEE","VINNO 6EXP","VINNO 6","VINNO 6 TEE","VINNO 6PRO","VINNO 5EXP","VINNO 5","VINNO 5PRO","VINNO 3EXP","VINNO 3","VINNO 3PRO","VINNO 8EXP","VINNO 8","VINNO 6","VINNO 5"]
[" 2D Imaging Features","Product-OptionalFeatures ",null,"IPN"]
["Channel count",null,null,"物理通道",null,"128x4","128x4","128x4","128x4","128x4","128x4","128x4","128x4","128x4","64X4","64X4","64X4","64X4","64X2","48X2","48X2","48X2","48X2","48X2","48X2","48X2","48X2","48X2","48X2","48X2","48X2","48X2","64X2","64X2","48X2","48X2","48X2","128X4","128X4","64X4","64X4","64X4","64X4","64X4","48X2","48X2","48X2","48X2","48X2","128X4","128X4","64X4","48X2"]
["Frequency range",null,null,"主机频率响应",null,"25Mhz","25Mhz","25Mhz","25Mhz","25Mhz","25Mhz","25Mhz","25Mhz","25Mhz","25Mhz","25Mhz","25Mhz","25Mhz","25Mhz","25Mhz","25Mhz","25Mhz","25Mhz","25Mhz","25Mhz","25Mhz","25Mhz","25Mhz","25Mhz","25Mhz","25Mhz","25Mhz","25Mhz","25Mhz","25Mhz","25Mhz","25Mhz","25Mhz","25Mhz","25Mhz","25Mhz","25Mhz","25Mhz","25Mhz","25Mhz","25Mhz","25Mhz","25Mhz","25Mhz","25Mhz","25Mhz","25Mhz","25Mhz"]
["VFusion","VFusion",null,"复合超声成像",null,"X","X","X","X","X","X","X","X","X","X","X","X","X","X","X","X","X","X","X","X","X","X","X","X","X","X","X","X","X","X","X","X","X","X","X","X","X","X","X","X","X","X","X","X","X","X","X","X"]
["VSpeckle I ",null,"V30598","I型组织斑点噪声抑制 ",null,"X","X","X","X","X","X","X","X","X","X","X","X","X","X","X","X","X","X","X","X","X","X","X","X","X","X","X","X","X","X","X","X","X","X","X","X","X","X","X","X","X","X","X","X","X","X","X","X"]
["VSpeckle","Vspeckle1New","V30209","组织斑点噪声抑制 ",null,"X","X","X","X","X","X","X","X","X","X","X","X","X","X","X","X","X","X","X","X","X","X","X","X","X","X","X","X","X","X","X","X","X","X","X","X","X","X","X","X","X","X","X","X","X","X","X","X"]
["VTissue","VTissue","V30041","组织速度特征成像",null,"X","X","X","X","X","X","X","X","X","X","X","X","X","X","X","X","X","X","X","X","X","X","O","O","O","O","O","X","X","X","X","O","X","X","X","X","X","X","O","X","O","O","O","O","X","X","X","X"]
["Auto optimization","Auto optimization",null,"自动优化",null,"X","X","X","X","X","X","X","X","X","X","X","X","X","X","X","X","X","X","X","X","X","X","X","X","X","X","X","X","X","X","X","X","X","X","X","X","X","X","X","X","X","X","X","X","X","X","X","X"]
["Easy Compare","Easy Compare","V30063","记忆追踪对比技术",null,"X","X","X","X","X","X","X","X","X","X","X","X","X","X","X","X","X","X","X","X","X","X","X","X","X","X","X","X","X","X","X","X","X","X","X","X","X","X","X","X","X","X","X","X","X","X","X","X"]
["Duplex/Triplex 2D/Color/PW","Duplex/Triplex 2D/Color/PW","V30081","二同步/三同步图像显示",null,"X","X","X","X","X","X","X","X","X","X","X","X","X","X","X","X","X","X","X","X","X","X","X","X","X","X","X","X","X","X","X","X","X","X","X","X","X","X","X","X","X","X","X","X","X","X","X","X"]
["CWD","CWD","V30051","连续多普勒",null,"X","X","X","X","X","X","X","X","X","X","X","X","X","-","-","-","-","-","-","-","-","-","-","-","-","-","-","-","-","-","-","-","X","X","X","X","X","X","O","-","-","-","-","-","X","X","X","-"]
["CWD",null,"V30302","T-CWD套件",null,"-","-","-","-","-","-","-","-","-","-","-","-","-","O","O","O","O","O","O","O","O","O","O","O","O","O","O","O","O","O","O","O","-","-","-","-","-","-","-","O","O","O","O","O","-","-","-","O"]
["PWD","PW",null,"脉冲多普勒",null,"X","X","X","X","X","X","X","X","X","X","X","X","X","X","X","X","X","X","X","X","X","X","X","X","X","X","X","X","X","X","X","X","X","X","X","X","X","X","X","X","X","X","X","X","X","X","X","X"]
["Multi Doppler","MultiGatesPW","V30624","多门多普勒",null,"-","-","-","-","-","-","-","-","-","-","-","-","-","-","-","-","-","-","-","-","-","-","-","-","-","-","-","-","-","-","-","-","-","-","-","-","-","-","-","-","-","-","-","-","-","-","-","-"]
["RF based Zoom","ReadZoom","V30590","实时局部放大",null,"X","X","X","X","X","X","X","X","X","X","X","X","X","X","X","X","X","X","X","X","X","X","X","X","X","X","X","X","X","X","X","X","X","X","X","X","X","X","X","X","X","X","X","X","X","X","X","X"]
["FULL screen","FullScreen","V30310","全屏显示",null,"X","X","X","X","X","X","X","X","X","X","X","X","X","X","X","X","X","X","X","X","X","X","X","X","X","X","X","X","X","X","X","X","X","X","X","X","X","X","X","X","X","X","X","X","X","X","X","X"]
["Smart Touch Zoom","Smart Touch Zoom","V30175","图像触摸屏缩放操作模式",null,"Δ","Δ","Δ","Δ","Δ","Δ","Δ","Δ","Δ","Δ","Δ","Δ","Δ","Δ","Δ","Δ","Δ","Δ","Δ","Δ","Δ","Δ","Δ","Δ","Δ","Δ","Δ","Δ","Δ","Δ","Δ","Δ","Δ","Δ","Δ","Δ","Δ","Δ","Δ","Δ","Δ","Δ","Δ","Δ","Δ","Δ","Δ","Δ"]
["CFI function","CF",null,"彩色多普勒",null,"X","X","X","X","X","X","X","X","X","X","X","X","X","X","X","X","X","X","X","X","X","X","X","X","X","X","X","X","X","X","X","X","X","X","X","X","X","X","X","X","X","X","X","X","X","X","X","X"]
["advanced CFI","FlowNewAlgorithm",null,"高灵敏度彩色多普勒",null,"X","X","X","X","X","X","X","X","X","X","X","X","X","-","-","-","-","-","-","-","-","-","-","-","-","-","-","-","-","-","-","-","X","X","X","X","X","X","-","-","-","-","-","-","X","X","X","-"]
["PDI function","PDI",null,"能量多普勒",null,"X","X","X","X","X","X","X","X","X","X","X","X","X","X","X","X","X","X","X","X","X","X","X","X","X","X","X","X","X","X","X","X","X","X","X","X","X","X","X","X","X","X","X","X","X","X","X","X"]
["B+CF simultaneously ","B+CF simultaneously","V30064","灰阶与彩色双幅显示",null,"X","X","X","X","X","X","X","X","X","X","X","X","X","X","X","X","X","X","X","X","X","X","X","X","X","X","X","X","X","X","X","X","X","X","X","X","X","X","X","X","X","X","X","X","X","X","X","X"]
["CF Velocity Profile","CF Velocity Profile","V30179","血流速度分布图",null,"X","X","X","X","X","X","X","X","X","X","X","X","X","X","X","X","X","X","X","X","X","X","X","X","X","X","X","X","X","X","X","X","X","X","X","X","X","X","X","X","X","X","X","X","X","X","X","X"]
["TView ","TView","V30052","梯形成像",null,"X","X","X","X","X","X","X","X","X","X","X","X","X","X","X","X","X","X","X","X","X","X","X","X","X","X","X","X","X","X","X","X","X","X","X","X","X","X","X","X","X","X","X","X","X","X","X","X"]
["Pview","PView","V30031","宽景成像",null,"O","O","O","O","O","O","O","O","O","O","O","O","O","O","O","O","O","O","O","O","O","O","O","O","O","O","O","O","O","O","O","O","O","O","O","O","O","O","O","O","O","O","O","O","O","O","O","O"]
["Color M mode","Color M-mode","V30061","彩色M型",null,"X","X","X","X","X","X","X","X","X","X","X","X","X","O","Δ","Δ","Δ","Δ","Δ","Δ","Δ","Δ","Δ","Δ","Δ","-","Δ","O","O","Δ","Δ","Δ","O","O","O","O","O","O","O","O","O","O","O","O","O","O","O","O"]
["MAM (multi angle M mode)","Multi Angle M-mode with 360 degree rotation","V30021","全方位M型",null,"X","X","X","X","X","X","X","X","X","X","X","X","X","O","O","O","O","O","O","O","O","O","O","O","O","O","O","O","O","O","O","O","O","O","O","O","O","O","O","O","O","O","O","O","O","O","O","O"]
["Curve M Mode",null,"V30596","曲线解剖M型",null,"X","X","X","X","X","X","X","X","X","X","X","X","X","X","X","X","X","X","X","X","X","X","X","X","X","X","X","X","X","X","X","X","X","X","X","X","X","X","X","X","X","X","X","X","X","X","X","X"]
["Tissue Doppler (TD)","TD","V30065","组织多普勒",null,"X","X","X","X","X","X","X","X","X","X","X","X","X","X","Δ","Δ","Δ","Δ","Δ","Δ","Δ","Δ","Δ","Δ","Δ","Δ","Δ","X","X","Δ","Δ","Δ","X","X","X","X","X","X","Δ","Δ","Δ","Δ","Δ","Δ","X","X","X","Δ"]
["Tissue Velocity Imaging (TVI)","TVI","V30036","组织速度成像",null,"X","X","X","X","X","X","X","X","X","X","X","X","X","X","Δ","Δ","Δ","Δ","Δ","Δ","Δ","Δ","Δ","Δ","Δ","Δ","Δ","X","X","Δ","Δ","Δ","O","O","O","O","O","O","Δ","Δ","Δ","Δ","Δ","Δ","O","O","O","Δ"]
["Tissue Velocity M-mode (TVM)","Tissue Velocity M-mode (TVM)","V30039","组织速度M型",null,"X","X","X","X","X","X","X","X","X","O","O","O","Δ","O","Δ","Δ","Δ","Δ","Δ","Δ","Δ","Δ","Δ","Δ","Δ","Δ","Δ","O","O","Δ","Δ","Δ","O","O","O","O","O","O","Δ","Δ","Δ","Δ","Δ","Δ","O","O","O","Δ"]
["Tissue Power Imaging (TPI)","Tissue Power Imaging(TPI)","V30170","组织多普勒能量图",null,"Δ","Δ","Δ","Δ","Δ","Δ","Δ","Δ","Δ","Δ","Δ","Δ","Δ","Δ","Δ","Δ","Δ","Δ","Δ","Δ","Δ","Δ","Δ","Δ","Δ","Δ","Δ","Δ","Δ","Δ","Δ","Δ","Δ","Δ","Δ","Δ","Δ","Δ","Δ","Δ","Δ","Δ","Δ","Δ","Δ","Δ","Δ","Δ"]
["Auto IMT","Auto IMT","V30033","颈动脉内中膜自动测量",null,"X","X","X","X","X","X","X","X","X","O","O","O","O","O","O","O","O","O","O","O","O","O","O","O","O","O","O","O","O","O","O","O","X","X","X","X","X","X","O","O","O","O","O","O","X","X","X","O"]
["Auto EF","Auto EF","V30149","左心室射血分数自动测量包",null,"X","X","X","X","X","X","X","X","X","O","O","O","O","O","O","O","O","O","O","O","O","O","O","O","O","O","O","O","O","O","O","O","O","O","O","O","O","O","O","O","O","O","O","O","O","O","O","O"]
["Auto OB","Auto OB","V30171","产科自动测量",null,"X","X","X","X","X","X","X","X","X","X","X","X","X","X","X","X","X","X","X","X","X","X","X","X","X","X","X","X","X","X","X","X","X","X","X","X","X","X","X","X","X","X","X","X","X","X","X","X"]
["Auto Bladder","Auto Bladder","V30172","膀胱自动测量",null,"X","X","X","X","X","X","X","X","X","X","X","X","X","X","X","X","X","X","X","X","X","X","X","X","X","X","X","X","X","X","X","X","X","X","X","X","X","X","X","X","X","X","X","X","X","X","X","X"]
["Tissue/pulse inversion harmonic","Har",null,"组织/反相脉冲谐波成像",null,"X","X","X","X","X","X","X","X","X","X","X","X","X","X","X","X","X","X","X","X","X","X","X","X","X","X","X","X","X","X","X","X","X","X","X","X","X","X","X","X","X","X","X","X","X","X","X","X"]
["Elastic imaging","Elastic imaging","V30053","弹性成像",null,"X","X","X","X","X","X","X","X","X","X","X","X","X","O","O","O","O","O","O","O","O","O","O","O","O","O","O","O","O","O","O","O","O","O","O","O","O","O","O","O","O","Δ","Δ","Δ","O","O","O","O"]
["Contrast imaging","Contrast imaging","V30054","CBI微泡造影成像(包含PPI造影分析)",null,"O","O","O","O","O","O","O","O","O","Δ","Δ","Δ","Δ","Δ","Δ","Δ","Δ","Δ","Δ","Δ","Δ","Δ","Δ","Δ","Δ","Δ","Δ","Δ","Δ","Δ","Δ","Δ","O","O","Δ","Δ","Δ","Δ","Δ","Δ","Δ","Δ","Δ","Δ","O","O","Δ","Δ"]
["vFlash","VFlash","V30176","声动力成像",null,"-","-","-","-","-","-","-","-","-","-","-","-","-","-","-","-","-","-","-","-","-","-","-","-","-","-","-","-","-","-","-","-","-","-","-","-","-","-","-","-","-","-","-","-","-","-","-","-"]
["B/Color steer",null,"V30595","灰阶与彩色独立偏转",null,"X","X","X","X","X","X","X","X","X","X","X","X","X","X","X","X","X","X","X","X","X","X","X","X","X","X","X","X","X","X","X","X","X","X","X","X","X","X","X","X","X","X","X","X","X","X","X","X"]
["Needle enhancement","Needle enhancement","V30080","穿刺增强",null,"O","O","O","O","O","O","O","O","O","O","O","O","O","O","O","O","O","O","O","O","O","O","O","O","O","O","O","O","O","O","O","O","O","O","O","O","O","O","O","O","O","O","O","O","O","O","O","O"]
["Auto needle enhancement","Auto Needle enhancement","V30739","自动穿刺增强",null,"-","-","-","-","-","-","-","-","-","-","-","-","-","-","-","-","-","-","-","-","-","-","-","-","-","-","-","-","-","-","-","-","-","-","-","-","-","-","-","-","-","-","-","-","-","-","-","-"]
["Support Mobile data transmission via Bluetooth and E-Mail","Support Mobile data transmission via Bluetooth and E-Mail","V30082","移动图像传输方案",null,"X","X","X","X","X","X","X","X","X","X","X","X","X","X","X","X","X","X","X","X","X","X","X","X","X","X","X","X","X","X","X","X","X","X","X","X","X","X","X","X","X","X","X","X","X","X","X","X"]
["SGC","Scanline Gain Compensation","V30107","扫描增益补偿",null,"X","X","X","X","X","X","X","X","X","X","X","X","X","X","X","X","X","X","X","X","X","X","X","X","X","X","X","X","X","X","X","X","O","O","O","O","O","O","O","O","O","O","O","O","O","O","O","O"]
["Tutorials","Tutorial","V30195","超声教学功能",null,"X","X","X","X","X","X","X","X","X","X","X","X","X","X","X","X","X","X","X","X","X","X","X","X","X","X","X","X","X","X","X","X","X","X","X","X","X","X","X","X","X","X","X","X","X","X","X","X"]
["Maximum linear probe depth display (X6Δ16L)","X6-16L_MaxDepth",null,null,null,"-","-","-","-","-","-","-","-","-","-","-","-","-","-","-","-","-","-","-","-","-","-","-","-","-","-","-","-","-","-","-","-","-","-","-","-","-","-","-","-","-","-","-","-","-","-","-","-"]
["PWV","Pulse Wave Velocity(PWV)","V30210","脉搏波定量分析",null,"Δ","Δ","Δ","Δ","Δ","Δ","Δ","Δ","Δ","Δ","Δ","Δ","Δ","Δ","Δ","Δ","Δ","Δ","Δ","Δ","Δ","Δ","Δ","Δ","Δ","Δ","Δ","Δ","Δ","Δ","Δ","Δ","O","O","Δ","Δ","Δ","Δ","Δ","Δ","Δ","Δ","Δ","Δ","O","O","Δ","Δ"]
["AMAS( Automatic measurement of Arterial stiffness ) ","Advanced PWV","V30354","整体动脉僵硬度自动测量系统",null,"Δ","Δ","Δ","Δ","Δ","Δ","Δ","Δ","Δ","Δ","Δ","Δ","Δ","Δ","Δ","Δ","Δ","Δ","Δ","Δ","Δ","Δ","Δ","Δ","Δ","Δ","Δ","Δ","Δ","Δ","Δ","Δ","O","O","Δ","Δ","Δ","Δ","Δ","Δ","Δ","Δ","Δ","Δ","O","Δ","Δ","Δ"]
["Stress Echo","Stress Echo","V30211","负荷成像",null,"O","O","O","O","O","O","O","O","O","O","O","O","O","O","O","O","O","O","O","O","O","O","O","O","O","O","O","O","O","O","O","O","X","X","O","O","O","O","O","O","O","O","O","O","X","X","O","O"]
["2D auto follicle","Auto Follicle","V30212","二维卵泡自动测量",null,"X","X","X","X","X","X","X","X","X","O","O","O","O","O","O","O","O","O","O","O","O","O","O","O","O","O","O","O","O","O","O","O","O","O","O","O","O","O","O","O","O","O","O","O","O","O","O","O"]
["HSG","C3DC4D(HSG)","V30215","输卵管容积造影",null,"X","X","X","X","X","X","X","X","X","X","X","X","X","X","X","X","X","X","X","X","X","X","X","X","X","X","X","X","X","X","X","X","X","X","X","X","X","X","X","X","X","X","X","X","X","X","X","X"]
["VINNO Cardiac Quantification","vCQ","V30291","辅助诊疗功能",null,"O","O","O","O","O","O","O","O","O","O","O","O","O","O","O","O","O","O","O","O","O","O","O","O","O","O","O","O","O","O","O","O","O","O","O","O","O","O","O","O","O","O","O","O","O","O","O","O"]
["Zone Imaging","ZoneImage","V30303","全御相关成像",null,"X","X","X","X","X","X","X","X","X","X","X","X","X","X","X","X","X","X","X","X","X","X","X","X","X","X","X","X","X","X","X","X","X","X","X","X","X","X","X","X","X","X","X","X","X","X","X","X"]
[" VFlow","HQFlow","V30355","高灵敏度血流",null,"X","X","X","X","X","X","X","X","X","-","X","-","-","-","-","-","-","-","-","-","-","-","-","-","-","-","-","-","-","-","-","-","X","X","-","-","-","-","-","-","-","-","-","-","X","X","-","-"]
["Strain Imaging","Strain Rate","V30356","应变成像",null,"O","O","O","O","O","O","O","O","O","O","O","O","O","Δ","Δ","Δ","Δ","Δ","Δ","Δ","Δ","Δ","Δ","Δ","Δ","Δ","Δ","Δ","Δ","Δ","Δ","Δ","X","X","O","O","O","O","O","Δ","Δ","Δ","Δ","Δ","X","X","O","Δ"]
["VAid (Real-time Auto Breast Lesion Detection)","AI","V30357","乳腺自动化病灶辅助检测",null,"O","O","O","O","O","O","O","O","Δ","Δ","Δ","Δ","Δ","Δ","Δ","Δ","Δ","Δ","Δ","Δ","Δ","Δ","Δ","Δ","Δ","Δ","Δ","Δ","Δ","Δ","Δ","Δ","O","O","O","O","O","O","O","Δ","Δ","Δ","Δ","Δ","O","O","O","Δ"]
["VAid Liver","AI_Liver","V30616","肝脏自动检测分析",null,"-","-","-","-","-","-","-","-","-","-","-","-","-","-","-","-","-","-","-","-","-","-","-","-","-","-","-","-","-","-","-","-","-","-","-","-","-","-","-","-","-","-","-","-","-","-","-","-"]
["VAid Thyroid","AI_Thyroid","V30617","甲状腺自动检测分析",null,"-","-","-","-","-","-","-","-","-","-","-","-","-","-","-","-","-","-","-","-","-","-","-","-","-","-","-","-","-","-","-","-","-","-","-","-","-","-","-","-","-","-","-","-","-","-","-","-"]
["Emergency","Emergency Package","V30463","急诊",null,"-","-","-","-","-","-","-","-","-","-","-","-","-","-","-","-","-","-","-","-","-","-","-","-","-","-","-","-","-","-","-","-","X","X","X","X","X","X","X","X","X","X","X","X","X","X","X","X"]
["Nephrology","Nephrology Package","V30464","肾内（血管通路）",null,"-","-","-","-","-","-","-","-","-","-","-","-","-","-","-","-","-","-","-","-","-","-","-","-","-","-","-","-","-","-","-","-","X","X","X","X","X","X","X","X","X","X","X","X","X","X","X","X"]
["ICU","ICU Package","V30465","重症",null,"-","-","-","-","-","-","-","-","-","-","-","-","-","-","-","-","-","-","-","-","-","-","-","-","-","-","-","-","-","-","-","-","X","X","X","X","X","X","X","X","X","X","X","X","X","X","X","X"]
["Anesthesia","Anesthesia Package","V30419","神经麻醉包",null,"-","-","-","-","-","-","-","-","-","-","-","-","-","-","-","-","-","-","-","-","-","-","-","-","-","-","-","-","-","-","-","-","X","X","X","X","X","X","X","X","X","X","X","X","X","X","X","X"]
["MSK","MSKPackage","V30361","肌骨",null,"-","X","X","X","X","-","X","X","X","X","X","X","X","X","X","X","X","X","X","X","X","X","X","X","X","X","X","X","X","X","X","X","X","X","X","X","X","X","X","X","X","X","X","X","X","X","X","X"]
["VAid VTI","AutoVTI","V30761","自动左室流出道时间速度积分",null,"-","-","-","-","-","-","-","-","-","-","-","-","-","-","-","-","-","-","-","-","-","-","-","-","-","-","-","-","-","-","-","-","-","-","-","-","-","-","-","-","-","-","-","-","-","-","-","-"]
["VAid IVC","AutoIVC","V30762","自动下腔静脉塌陷率",null,"-","-","-","-","-","-","-","-","-","-","-","-","-","-","-","-","-","-","-","-","-","-","-","-","-","-","-","-","-","-","-","-","-","-","-","-","-","-","-","-","-","-","-","-","-","-","-","-"]
["Auto DFR","AutoDFR","V30764","自动舒张功能",null,"-","-","-","-","-","-","-","-","-","-","-","-","-","-","-","-","-","-","-","-","-","-","-","-","-","-","-","-","-","-","-","-","-","-","-","-","-","-","-","-","-","-","-","-","-","-","-","-"]
["Auto DPF","AutoDPF","V30765","自动膈肌功能评估",null,"-","-","-","-","-","-","-","-","-","-","-","-","-","-","-","-","-","-","-","-","-","-","-","-","-","-","-","-","-","-","-","-","-","-","-","-","-","-","-","-","-","-","-","-","-","-","-","-"]
["PointOfCare","POCPackage","V30785","POC包",null,"-","-","-","-","-","-","-","-","-","-","-","-","-","-","-","-","-","-","-","-","-","-","-","-","-","-","-","-","-","-","-","-","-","-","-","-","-","-","-","-","-","-","-","-","-","-","-","-"]
["POC Work flow","PocWorkflow","V30767","POC流程工具",null,"-","-","-","-","-","-","-","-","-","-","-","-","-","-","-","-","-","-","-","-","-","-","-","-","-","-","-","-","-","-","-","-","-","-","-","-","-","-","-","-","-","-","-","-","-","-","-","-"]
["Auto B-line","AutoBline","V30763","自动B线",null,"-","-","-","-","-","-","-","-","-","-","-","-","-","-","-","-","-","-","-","-","-","-","-","-","-","-","-","-","-","-","-","-","-","-","-","-","-","-","-","-","-","-","-","-","-","-","-","-"]
["Auto Nerve","AutoNerve","V30766 ","自动神经识别",null,"-","-","-","-","-","-","-","-","-","-","-","-","-","-","-","-","-","-","-","-","-","-","-","-","-","-","-","-","-","-","-","-","-","-","-","-","-","-","-","-","-","-","-","-","-","-","-","-"]
["Auto Pleura ","AutoPleura ","V30781","胸膜自动识别",null,"-","-","-","-","-","-","-","-","-","-","-","-","-","-","-","-","-","-","-","-","-","-","-","-","-","-","-","-","-","-","-","-","-","-","-","-","-","-","-","-","-","-","-","-","-","-","-","-"]
["VReport","VReport","V30363","VReport",null,"O","O","O","O","O","O","O","O","O","O","O","O","O","O","O","O","O","O","O","O","O","O","O","O","O","O","O","O","O","O","O","O","O","O","O","O","O","O","O","O","O","O","O","O","O","O","O","O"]
["VSPORT","SPORTPackage","V30386","运动版",null,"-","-","-","-","-","-","-","-","-","-","-","-","-","-","-","-","-","-","-","-","-","-","-","-","-","-","-","-","-","-","-","-","-","-","-","-","-","-","-","-","-","-","-","-","-","-","-","-"]
["Remote Examination","Remote Examination","V30420","远程考核",null,"X","X","X","-","X","X","X","-","X","X","X","X","X","X","X","X","X","X","X","X","X","X","X","X","X","X","X","X","X","X","X","X","X","X","X","X","X","X","X","X","X","X","X","X","X","X","X","X"]
["Shear Wave Imaging(VShear)","SWEI","V30494","剪切波弹性成像(VShear)",null,"-","-","-","-","-","-","-","-","-","-","-","-","-","-","-","-","-","-","-","-","-","-","-","-","-","-","-","-","-","-","-","-","-","-","-","-","-","-","-","-","-","-","-","-","-","-","-","-"]
[" VLuminous Flow","RadiantFlow","V30495","立体血流",null,"X","X","X","X","X","X","X","X","X","X","X","X","X","X","X","X","X","X","X","X","X","X","X","X","X","X","X","X","X","X","X","X","X","X","X","X","X","X","X","X","X","X","X","X","X","X","X","X"]
["Live IMT","AutoImtInScan","V30496","实时IMT",null,"O","O","O","O","O","O","O","O","O","O","O","O","O","O","O","O","O","O","O","O","O","O","O","O","O","O","O","O","O","O","O","O","O","O","O","O","O","O","O","O","O","O","O","O","O","O","O","O"]
["VAim for OB","OB AIMeasure","V30497","VAim:产科自动测量",null,"O","O","O","O","O","O","O","O","O","O","O","O","O","O","O","O","O","O","O","O","O","O","O","O","O","O","O","O","O","O","O","O","X","X","O","O","O","O","O","O","O","O","O","O","X","X","O","O"]
["VAim for HIP","DDH AIMeasure","V30498","VAim:小儿髋关节自动测量",null,"O","O","O","O","O","O","O","O","O","O","O","O","O","O","O","O","O","O","O","O","O","O","O","O","O","O","O","O","O","O","O","O","X","X","O","O","O","O","O","O","O","O","O","O","X","X","O","O"]
["VAim for Follicle","Follicle AIMeasure","V30499","VAim:卵泡自动测量",null,"O","O","O","O","O","O","O","O","O","O","O","O","O","O","O","O","O","O","O","O","O","O","O","O","O","O","O","O","O","O","O","O","X","X","O","O","O","O","O","O","O","O","O","O","X","X","O","O"]
["VAim for Pelvic","VAS AIMeasure","V30500","VAim:盆底脱垂自动测量",null,"O","O","O","O","O","O","O","O","O","O","O","O","O","O","O","O","O","O","O","O","O","O","O","O","O","O","O","O","O","O","O","O","X","X","O","O","O","O","O","O","O","O","O","O","X","X","O","O"]
["VAim for LEVA(3D)","LEVA AIMeasure","V30501","VAim:3D盆底肛提肌裂孔自动测量",null,"O","O","O","O","O","O","O","O","O","O","O","O","O","O","O","O","O","O","O","O","O","O","O","O","O","O","O","O","O","O","O","O","X","X","O","O","O","O","O","O","O","O","O","O","X","X","O","O"]
["Customized Auto Workflow(VWork)","Auto Works","V30502","自定义工作流(VWork)",null,"X","X","X","X","X","X","X","X","X","X","X","X","X","X","X","X","X","X","X","X","X","X","X","X","X","X","X","X","X","X","X","X","X","X","X","X","X","X","X","X","X","X","X","X","X","X","X","X"]
["Auto Flow Volume","Auto Flow Volume","V30531","血流量自动测量",null,"O","O","O","O","O","O","O","O","O","O","O","O","O","O","O","O","O","O","O","O","O","O","O","O","O","O","O","O","O","O","O","O","O","O","O","O","O","O","O","O","O","O","O","O","O","O","O","O"]
["Cardiac Guide","Cardiac Guide","V30554","心脏AI导航",null,"-","-","-","-","-","-","-","-","-","-","-","-","-","-","-","-","-","-","-","-","-","-","-","-","-","-","-","-","-","-","-","-","-","-","O","O","O","O","-","-","-","-","-","-","-","-","O","-"]
["lung ai","LungAI","V30559","智能肺超",null,"-","-","-","-","-","-","-","-","-","-","-","-","-","-","-","-","-","-","-","-","-","-","-","-","-","-","-","-","-","-","-","-","Δ","Δ","Δ","Δ","Δ","Δ","Δ","Δ","Δ","Δ","Δ","Δ","Δ","Δ","Δ","Δ"]
["Tissue boost","SupportTissueBoost","V30626","组织增强 ",null,"-","-","-","-","-","-","-","-","-","-","-","-","-","-","-","-","-","-","-","-","-","-","-","-","-","-","-","-","-","-","-","-","-","-","-","-","-","-","-","-","-","-","-","-","-","-","-","-"]
["Research Access","Research Access","V30714 ","原始科研数据导出",null,"-","-","-","-","-","-","-","-","-","-","-","-","-","-","-","-","-","-","-","-","-","-","-","-","-","-","-","-","-","-","-","-","-","-","-","-","-","-","-","-","-","-","-","-","-","-","-","-"]
["Remote consultation","Remote Consultation","V30740","远程会诊",null,"-","-","-","-","-","-","-","-","-","-","-","-","-","-","-","-","-","-","-","-","-","-","-","-","-","-","-","-","-","-","-","-","-","-","-","-","-","-","-","-","-","-","-","-","-","-","-","-"]
["ECG Function","ECG","V30786","ECG 软件功能",null,"O","O","O","O","O","O","O","O","O","O","O","O","O","O","O","O","O","O","O","O","O","O","O","O","O","O","O","O","O","O","O","O","O","O","O","O","O","O","O","O","O","O","O","O","O","O","O","O"]
["DICOM export and storage, printer, worklist","DICOM export and storage, printer, worklist","V30038","DICOM3.0基础功能（导出与存储，打印,列表）",null,"O","O","O","O","O","O","O","O","O","O","O","O","O","O","O","O","O","O","O","O","O","O","O","O","O","O","O","O","O","O","O","O","O","O","O","O","O","O","O","O","O","O","O","O","O","O","O","O"]
["DICOM export and storage, ","DicomStoragePackage","V30359","DICOM3.0基础功能",null,"-","-","-","-","-","-","-","-","-","-","-","-","-","-","-","-","-","-","-","-","-","-","-","-","-","-","-","-","-","-","-","-","-","-","-","-","-","-","-","-","-","-","-","-","-","-","-","-"]
["DICOM printer/ worklist","DicomNetworkPackage","V30360","DICOM3.0接口",null,"-","-","-","-","-","-","-","-","-","-","-","-","-","-","-","-","-","-","-","-","-","-","-","-","-","-","-","-","-","-","-","-","-","-","-","-","-","-","-","-","-","-","-","-","-","-","-","-"]
["Transfer image to FTP server","Transfer image to FTP server","V30087","传输影像至FTP服务器",null,"X","X","X","X","X","X","X","X","X","X","X","X","X","X","X","X","X","X","X","X","X","X","X","X","X","X","X","X","X","X","X","X","X","X","X","X","X","X","X","X","X","X","X","X","X","X","X","X"]
["RF data export","RF data export","V30088","RF元数据导出",null,"Δ","Δ","Δ","Δ","Δ","Δ","Δ","Δ","Δ","Δ","Δ","Δ","Δ","Δ","Δ","Δ","Δ","Δ","Δ","Δ","Δ","Δ","Δ","Δ","Δ","Δ","Δ","Δ","Δ","Δ","Δ","Δ","Δ","Δ","Δ","Δ","Δ","Δ","Δ","Δ","Δ","Δ","Δ","Δ","Δ","Δ","Δ","Δ"]
["vCloud interface","vCloud","V30173","远程传输接口",null,"X","X","X","X","X","X","X","X","X","X","X","X","X","X","X","X","X","X","X","X","X","X","X","X","X","X","X","X","X","X","X","X","X","X","X","X","X","X","X","X","X","X","X","X","X","X","X","X"]
[]
["3D/4D Imaging Features"]
["3D imaging","3D imaging","V30135","三维成像",null,"X","X","X","X","X","X","X","X","X","X","X","X","X","X","X","X","X","X","X","X","X","X","X","X","X","-","X","X","X","X","X","X","X","X","X","X","X","X","X","X","X","X","X","X","X","X","X","X"]
["Real-time grayscale 4D","Real-time grayscale 4D","V30066","实时灰阶四维",null,"X","X","X","X","X","X","X","X","X","X","X","X","X","X","X","X","X","X","X","X","X","X","X","X","X","X","X","X","X","X","X","X","X","X","X","X","X","X","X","X","X","X","X","X","X","X","X","X"]
["4D Volume/sec (65 angle)",null,null,"四维帧频",{"$nulls":13}," "]
["Tomographic display (Mcut)","Tomographic display (Mcut)","V30067","超声断层成像",null,"X","X","X","X","X","X","X","X","X","O","O","O","O","O","X","X","X","X","O ","O ","O ","O ","O ","O ","O ","O ","O ","O","O","X","O ","O ","X","X","X","X","X","X","O","O","O","O","O","O","X","X","X","O"]
["Rendering algorithms",null,null,"渲染方式"]
["- maximum, minimum, XΔRay",null,null," 最大、最小、X光显影模式",null,"X","X","X","X","X","X","X","X","X","X","X","X","X","X","X","X","X","X","X","X","X","X","X","X","X","X","X","X","X","X","X","X","X","X","X","X","X","X","X","X","X","X","X","X","X","X","X","X"]
["- surface, smooth",null,null,"表面模式、平滑模式",null,"X","X","X","X","X","X","X","X","X","X","X","X","X","X","X","X","X","X","X","X","X","X","X","X","X","X","X","X","X","X","X","X","X","X","X","X","X","X","X","X","X","X","X","X","X","X","X","X"]
["Parameter adjustable after freeze",{"$nulls":4},"X","X","X","X","X","X","X","X","X","X","X","X","X","X","X","X","X","X","X","X","X","X","X","X","X","X","X","X","X","X","X","X","X","X","X","X","X","X","X","X","X","X","X","X","X","X","X","X"]
["HQ (High Quality) 3D/4D","HQ3D&HQ4D","V30035","羊膜腔镜成像技术",null,"O","O","O","O","O","O","O","O","O","O","O","O","O","O","O","O","O","O","Δ","Δ","Δ","Δ","Δ","Δ","Δ","Δ","Δ","O","O","O","Δ","Δ","O","O","O","O","O","O","O","O","O","O","O","O","O","O","O","O"]
["Spatio Temporal Image Correlation (STIC)",null,"V30037","时间空间相关成像",null,"O","O","O","O","O","O","O","O","O","Δ","Δ","Δ","Δ","Δ","Δ","Δ","Δ","Δ","Δ","-","-","-","Δ","Δ","Δ","Δ","Δ","Δ","Δ","Δ","Δ","Δ","O","O","O","O","O","O","Δ","Δ","Δ","Δ","Δ","Δ","O","O","O","Δ"]
["Spatio Temporal Image Correlation (STIC)","Spatio Temporal Image Correlation (STIC)","V30787","时间空间相关成像",null,"Δ","Δ","Δ","Δ","Δ","Δ","Δ","Δ","Δ","Δ","Δ","Δ","Δ","Δ","Δ","Δ","Δ","Δ","Δ","-","-","-","Δ","Δ","Δ","Δ","Δ","Δ","Δ","Δ","Δ","Δ","Δ","Δ","Δ","Δ","Δ","Δ","Δ","Δ","Δ","Δ","Δ","Δ","Δ","Δ","Δ","Δ"]
["Auto NT","Auto NT","V30040","自动颈项透明层测量",null,"X","X","X","X","X","X","X","X","X","O","O","O","O","O","X","X","X","X","O","O","O","O","O","O","O","O","O","O","O","X","O","O","O","O","O","O","O","O","O","O","O","O","O","O","O","O","O","O"]
["Auto IT measure","Auto IT","V30503","自动IT(颅内透明层)测量",null,"X","X","X","X","X","X","X","X","X","O","O","O","Δ","O","X","X","X","X","O","O","O","O","O","O","O","O","O","O","O","X","O","O","O","O","O","O","O","O","O","O","O","O","O","O","O","O","O","O"]
["Inversion mode","Inversion mode","V30057","灰阶反转模式",null,"X","X","X","X","X","X","X","X","X","O","O","O","Δ","O","X","X","X","X","O","O","O","O","O","O","O","O","O","O","O","X","O","O","X","X","O","O","O","O","O","O","O","O","O","O","X","X","O","O"]
["Magic cut","Magic cut","V30058","魔术刀",null,"X","X","X","X","X","X","X","X","X","O","O","O","Δ","O","X","X","X","X","O","O","O","O","O","O","O","O","O","O","O","X","O","O","X","X","O","O","O","O","O","O","O","O","O","O","X","X","O","O"]
["Smart touch panel 3D/4D operation","Smart touch panel 3D/4D operation","V30059","智能三维/四维触摸屏操作模式",null,"X","X","X","X","X","X","X","X","X","X","X","X","X","X","X","X","X","X","X","X","X","X","X","X","X","X","X","X","X","X","X","X","X","X","X","X","X","X","X","X","X","X","X","X","X","X","X","X"]
["Free view","Free view","V30060","容积超声断层成像",null,"O","O","O","O","O","O","O","O","O","O","O","O","Δ","O","X","X","X","X","O","O","O","O","O","O","O","O","O","O","O","X","O","O","X","X","O","O","O","O","O","O","O","O","O","O","X","X","O","O"]
["Smart 3D Volume Calculation","Smart 3D Volume Calculation","V30177","智能三维容积计算",null,"O","O","O","O","O","O","O","O","O","O","O","O","O","O","O","O","O","O","O","O","O","O","O","O","O","O","O","O","O","O","O","O","O","O","O","O","O","O","O","O","O","O","O","O","O","O","O","O"]
["Free 3D","Free 3D","V30178","自由臂3D",null,"O","O","O","O","O","O","O","O","O","O","O","O","O","O","O","O","O","O","O","O","O","O","O","O","O","O","O","O","O","O","O","O","O","O","O","O","O","O","O","O","O","O","O","O","O","O","O","O"]
["3D auto follicle","Follicle 3D","V30213","三维卵泡自动测量",null,"O","O","O","O","O","O","O","O","O","O","O","O","O","O","O","O","O","O","O","O","O","O","O","O","O","O","O","O","O","O","O","O","O","O","O","O","O","O","O","O","O","O","O","O","O","O","O","O"]
["4D HQ Silhouette mode","HQSilhouette","V30358","HQ剪影模式",null,"O","O","O","O","O","O","O","O","O","O","O","O","O","Δ","Δ","Δ","Δ","Δ","Δ","Δ","Δ","Δ","Δ","Δ","Δ","Δ","Δ","Δ","Δ","Δ","Δ","Δ","O","O","O","O","O","O","O","Δ","Δ","Δ","Δ","Δ","O","O","O","Δ"]
["Export 3D data for 3D printer","Export 3D data for 3D printer","V30504","导出3D打印数据",null,"O","O","O","O","O","O","O","O","O","O","O","O","O","O","O","O","O","O","O","O","O","O","O","O","O","O","O","O","O","O","O","O","X","X","O","O","O","O","O","O","O","O","O","O","X","X","O","O"]
["Auto Levator Ani","Auto Levator Hiatus","V30505","3D盆底肛提肌裂孔自动测量",null,"O","O","O","O","O","O","O","O","O","O","O","O","O","O","O","O","O","O","O","O","O","O","O","O","O","O","O","O","O","O","O","O","X","X","O","O","O","O","O","O","O","O","O","O","X","X","O","O"]
["3D Smart Face","3D Smart Face","V30506","智能胎儿面部成像",null,"O","O","O","O","O","O","O","O","O","O","O","O","O","O","O","O","O","O","O","O","O","O","O","O","O","O","O","O","O","O","O","O","X","X","O","O","O","O","O","O","O","O","O","O","X","X","O","O"]
["VNavIn 3D","Endoscope3D","V30552","超声3D内视渲染技术",null,"O","O","O","O","O","O","O","O","O","O","O","O","O","-","-","-","-","-","-","-","-","-","-","-","-","-","-","-","-","-","-","-","O","O","O","O","O","O","O","-","-","-","-","-","O","O","O","-"]
["Light Lab","SupportMultiLight","V30628","Light Lab胎儿多光源渲染成像",null,"-","-","-","-","-","-","-","-","-","-","-","-","-","-","-","-","-","-","-","-","-","-","-","-","-","-","-","-","-","-","-","-","-","-","-","-","-","-","-","-","-","-","-","-","-","-","-","-"]
["Color 3D","Color 3D","V30723","三维焕流成像",null,"-","-","-","-","-","-","-","-","-","-","-","-","-","-","-","-","-","-","-","-","-","-","-","-","-","-","-","-","-","-","-","-","-","-","-","-","-","-","-","-","-","-","-","-","-","-","-","-"]
["Niche View\n","Niche 3D\n","V30439","壁龛成像",null,"X","X","X","X","X","X","X","X","X","X","X","X","X","X","X","X","X","X","X","X","X","X","X","X","X","X","X","X","X","X","X","X","X","X","X","X","X","X","X","X","X","X","X","X","X","X","X","X"]
[]
["General Specification"]
["RF platform",null,null,"RF元数据平台",null,"X","X","X","X","X","X","X","X","X","X","X","X","X","X","X","X","X","X","X","X","X","X","X","X","X","X","X","X","X","X","X","X","X","X","X","X","X","X","X","X","X","X","X","X","X","X","X","X"]
["Cineloop",null,null,"电影回放",null,"1500\"/30000 frame","1500\"/30000 frame","1500\"/30000 frame","1500\"/30000 frame","1500\"/30000 frame","1500\"/30000 frame","1500\"/30000 frame","1500\"/30000 frame","1500\"/30000 frame","1500\"/30000 frame","1500\"/30000 frame","1500\"/30000 frame","1500\"/30000 frame"," 1500 second"," 1500 second"," 1500 second"," 1500 second"," 1500 second"," 1500 second"," 1500 second"," 1500 second"," 1500 second"," 1500 second"," 1500 second"," 1500 second"," 1500 second"," 1500 second"," 1500 second"," 1500 second"," 1500 second"," 1500 second"," 1500 second"," 1000 second"," 1000 second"," 1000 second"," 1000 second"," 1000 second"," 1000 second"," 1000 second"," 1000 second"," 1000 second"," 1000 second"," 1000 second"," 1000 second"," 1000 second"," 1000 second"," 1000 second"," 1000 second"]
["M2-SSD for ORCHID",{"$nulls":4},"-","-","-","-","-","-","-","-","-","-","-","-","-","-","-","-","-","-","-","-","-","-","-","-","-","-","-","-","-","-","-","-","-","-","-","-","-","-","-","-","-","-","-","-","-","-","-","-"]
["SSD for G55/R",{"$nulls":4},"500G","500G","500G","500G","500G","500G","500G","500G","500G","500G","500G","500G","500G","-","-","-","-","-","-","-","-","-","-","-","-","-","-","-","-","-","-","-","-","-","-","-","-","-","-","-","-","-","-","-","-","-","-","-"]
["SSD for quick bootup(E20 系列)",{"$nulls":4},"-","-","-","-","-","-","-","-","-","-","-","-","-","250G SSD","250G SSD","250G SSD","250G SSD","250G SSD","250G SSD","250G SSD","250G SSD","250G SSD","250G SSD","250G SSD","250G SSD","250G SSD","250G SSD","250G SSD","250G SSD","250G SSD","250G SSD","250G SSD","-","-","-","-","-","-","-","-","-","-","-","-","-","-","-","-"]
["SSD for quick bootup(portable)",{"$nulls":4},"-","-","-","-","-","-","-","-","-","-","-","-","-","-","-","-","-","-","-","-","-","-","-","-","-","-","-","-","-","-","-","-","250G SSD","250G SSD","250G SSD","250G SSD","250G SSD","250G SSD","120G SSD","120G SSD","120G SSD","120G SSD","120G SSD","120G SSD","250G SSD","250G SSD","250G SSD","120G SSD"]
["Memory size",null,null,"内存",null,"8G","8G","8G","8G","8G","8G","8G","8G","8G","8G","8G","8G","8G","4G","4G","4G","4G","4G","4G","4G","4G","4G","4G","4G","4G","4G","4G","4G","4G","4G","4G","4G","4G","4G","4G","4G","4G","4G","4G","4G","4G","4G","4G","4G","4G","4G","4G","4G"]
["HDD",null,null,"硬盘",null,"O","O","O","O","O","O","O","O","O","O","O","O","O","O","O","O","O","O","O","O","O","O","O","O","O","O","O","O","O","O","O","O","-","-","-","-","-","-","-","-","-","-","-","-","-","-","-","-"]
["Monitor size",null,null,"显示器",null,"21.5\"","21.5“","21.5“","21.5“","21.5“","21.5“","21.5“","21.5“","21.5“","18.5“","18.5“","18.5“","18.5“","18.5“","18.5“","18.5“","18.5“","21.5“","18.5“","18.5“","18.5“","21.5“","15.6\"","18.5\"","21.5\"","15.6\"","18.5\"","18.5“","18.5“","18.5“","18.5“","15.6\"","15.6\"","15.6\"","15.6\"","15.6\"","15.6\"","15.6\"","15.6\"","15.6\"","15.6\"","15.6\"","15.6\"","15.6\"","15.6\"","15.6\"","15.6\"","15.6\""]
["Touch panel ",null,null,"触摸屏操作",null,"10\"","10\"","10\"","10\"","10\"","10\"","10\"","10\"","10\"","10\"","10\"","10\"","10\"","10.1\"","10.1\"","10.1\"","10.1\"","10.1\"","10.1\"","10.1\"","10.1\"","10.1\"","8\"","8\"","8\"","8\"","8\"","10.1\"","10.1\"","10.1\"","10.1\"","8\"","8\"","8\"","8\"","8\"","8\"","8\"","8\"","8\"","8\"","8\"","8\"","8\"","8\"","8\"","8\"","8\""]
["Probe port",null,null,"选配探头接口",null,4,4,4,4,"-",4,4,4,"-",4,4,4,"-",4,4,4,null,null,4,null,null,null,4,4,4,null,null,4,4,4,4,4,"-","-","-","-","-","-","-","-","-","-","-","-","-","-","-","-"]
[null,null,null,"标配探头接口",null,"3+1","3+1","3+1","3+1","3+1","3+1","3+1","3+1","3+1","3+1","3+1","3+1","3+1",3,3,3,4,3,3,4,3,4,3,3,3,3,3,3,3,3,3,3,"in the cart","in the cart","in the cart","in the cart","in the cart","in the cart","in the cart","in the cart","in the cart","in the cart","in the cart","in the cart","in the cart","in the cart","in the cart","in the cart"]
["Integrated DVDRW ",null,null,"可读写DVD",null,"X","X","X","X","X","X","X","X","X","X","X","X","X","-","-","-","-","-","-","-","-","-","-","-","-","-","-","-","-","-","-","-","-","-","-","-","-","-","-","-","-","-","-","-","-","-","-","-"]
["B/W video printer slot",null,null,"黑白打印机安装槽",null,"X","X","X","X","X","X","X","X","X","X","X","X","X","X","X","X","X","X","X","X","X","X","X","X","X","X","X","X","X","X","X","X","in the cart","in the cart","in the cart","in the cart","in the cart","in the cart","in the cart","in the cart","in the cart","in the cart","in the cart","in the cart","in the cart","in the cart","in the cart","in the cart"]
["Patient database",null,null,"病人数据",null,"X","X","X","X","X","X","X","X","X","X","X","X","X","X","X","X","X","X","X","X","X","X","X","X","X","X","X","X","X","X","X","X","X","X","X","X","X","X","X","X","X","X","X","X","X","X","X","X"]
["Quick store",null,null,"USB快速存储",null,"X","X","X","X","X","X","X","X","X","X","X","X","X","X","X","X","X","X","X","X","X","X","X","X","X","X","X","X","X","X","X","X","X","X","X","X","X","X","X","X","X","X","X","X","X","X","X","X"]
["Network storage and printing",null,null,"网络存储与网络打印",null,"X","X","X","X","X","X","X","X","X","X","X","X","X","X","X","X","X","X","X","X","X","X","X","X","X","X","X","X","X","X","X","X","X","X","X","X","X","X","X","X","X","X","X","X","X","X","X","X"]
["Auto trace in PW/CW",null,null,"多普勒频谱自动包络",null,"X","X","X","X","X","X","X","X","X","X","X","X","X","X","X","X","X","X","X","X","X","X","X","X","X","X","X","X","X","X","X","X","X","X","X","X","X","X","X","X","X","X","X","X","X","X","X","X"]
["Vascular calculations",null,null,"血管测量包",null,"X","X","X","X","X","X","X","X","X","X","X","X","X","X","X","X","X","X","X","X","X","X","X","X","X","X","X","X","X","X","X","X","X","X","X","X","X","X","X","X","X","X","X","X","X","X","X","X"]
["Cardiac calculations",null,null,"心脏测量包",null,"X","X","X","X","X","X","X","X","X","X","X","X","X","X","X","X","X","X","X","X","X","X","X","X","X","X","X","X","X","X","X","X","X","X","X","X","X","X","X","X","X","X","X","X","X","X","X","X"]
["OB calculations and tables",null,null,"产科计算包及胎儿生长曲线表",null,"X","X","X","X","X","X","X","X","X","X","X","X","X","X","X","X","X","X","X","X","X","X","X","X","X","X","X","X","X","X","X","X","X","X","X","X","X","X","X","X","X","X","X","X","X","X","X","X"]
["Gynecological calculations",null,null,"妇科计算包",null,"X","X","X","X","X","X","X","X","X","X","X","X","X","X","X","X","X","X","X","X","X","X","X","X","X","X","X","X","X","X","X","X","X","X","X","X","X","X","X","X","X","X","X","X","X","X","X","X"]
["Urological calculations",null,null,"泌尿科计算包",null,"X","X","X","X","X","X","X","X","X","X","X","X","X","X","X","X","X","X","X","X","X","X","X","X","X","X","X","X","X","X","X","X","X","X","X","X","X","X","X","X","X","X","X","X","X","X","X","X"]
["Renal calculations",null,null,"肾脏计算包",null,"X","X","X","X","X","X","X","X","X","X","X","X","X","X","X","X","X","X","X","X","X","X","X","X","X","X","X","X","X","X","X","X","X","X","X","X","X","X","X","X","X","X","X","X","X","X","X","X"]
["Volume calculations",null,null,"容积计算",null,"X","X","X","X","X","X","X","X","X","X","X","X","X","X","X","X","X","X","X","X","X","X","X","X","X","X","X","X","X","X","X","X","X","X","X","X","X","X","X","X","X","X","X","X","X","X","X","X"]
["WIFI adapter for console",null,"V30558","无线适配器",null,"O","O","O","O","O","O","O","O","O","O","O","O","O","O","O","O","O","O","O","O","O","O","O","O","O","O","O","O","O","O","O","O","-","-","-","-","-","-","-","-","-","-","-","-","-","-","-","-"]
["WIFI adapter for portable",null,"V30115","便携超无线适配器",null,"-","-","-","-","-","-","-","-","-","-","-","-","-","-","-","-","-","-","-","-","-","-","-","-","-","-","-","-","-","-","-","-","O","O","O","O","O","O","O","O","O","O","O","O","O","O","O","O"]
["LAN",null,null,"网络连接",null,"X","X","X","X","X","X","X","X","X","X","X","X","X","X","X","X","X","X","X","X","X","X","X","X","X","X","X","X","X","X","X","X","X","X","X","X","X","X","X","X","X","X","X","X","X","X","X","X"]
["VGuide","EzonoNgs","V30214","微磁引导",null,"-","-","-","-","-","-","-","-","-","-","-","-","-","-","-","-","-","-","-","-","-","-","-","-","-","-","-","-","-","-","-","-","O","O","O","O","O","O","O","-","-","-","-","-","O","O","O","-"]
[]
["Ergonomics"]
["Articulating display",null,null,"自由显示臂",null,"X","X","X","X","X","X","X","X","X","X","X","X","X","X","X","X","X","X","X","X","X","X","X","X","X","X","X","X","X","X","X","X","-","-","-","-","-","-","-","-","-","-","-","-","-","-","-","-"]
["Display up/down",null,null,"显示器上下升降",null,"-","-","-","-","-","-","-","-","-","-","-","-","-","X","X","X","X","X","X","X","X","X","-","-","-","-","-","X","X","X","X","-","-","-","-","-","-","-","-","-","-","-","-","-","-","-","-","-"]
["operation panel up/down",null,null,"操作平台上下移动",null,"X","X","X","X","X","X","X","X","X","X","X","X","X","X","X","X","X","X","-","-","-","-","-","-","-","-","-","X","X","X","-","-","cart","cart","cart","cart","cart","cart","cart","cart","cart","cart","cart","cart","cart","cart","cart","cart"]
["operation panel Swivel",null,null,"操作平台左右移动",null,"-","-","-","-","-","-","-","-","-","-","-","-","-","-","-","-","-","-","-","-","-","-","-","-","-","-","-","-","-","-","-","-","-","-","-","-","-","-","-","-","-","-","-","-","-","-","-","-"]
["Operation panel FrontΔback adjustment",null,null,"操作平台前后移动",null,"-","-","-","-","-","-","-","-","-","-","-","-","-","-","-","-","-","-","-","-","-","-","-","-","-","-","-","-","-","-","-","-","-","-","-","-","-","-","-","-","-","-","-","-","-","-","-","-"]
["Touch Screen angle adjust",null,null,"触摸屏角度可调",null,"-","-","-","-","-","-","-","-","-","-","-","-","-","-","-","-","-","-","-","-","-","-","-","-","-","-","-","-","-","-","-","-","-","-","-","-","-","-","-","-","-","-","-","-","-","-","-","-"]
["Gel warmer",null,null,"耦合剂加温器",null,"-","-","-","-","-","-","-","-","-","-","-","-","-","-","-","-","-","-","-","-","-","-","-","-","-","-","-","-","-","-","-","-","O as separate peripheral","O as separate peripheral","O as separated peripheral","O as separated peripheral","O as separated peripheral","O as separated peripheral","O as separate peripheral","O as separate peripheral","O as separate peripheral","O as separate peripheral","O as separate peripheral","O as separate peripheral","O as separate peripheral","O as separate peripheral","O as separated peripheral","O as separate peripheral"]
["内置电池",{"$nulls":4},"-","-","-","-","-","-","-","-","-","-","-","-","-","-","-","-","-","-","-","-","-","-","-","-","-","-","-","-","-","-","-","-","-","-","-","-","-","-","-","-","-","-","-","-","-","-","-","-"]
["Foot rest",null,null,"踏脚装置",null,"-","-","-","-","-","-","-","-","-","-","-","-","-","-","-","-","-","-","-","-","-","-","-","-","-","-","-","-","-","-","-","-","-","-","-","-","-","-","-","-","-","-","-","-","-","-","-","-"]
["Foot switch",null,null,"集成式脚踏开关",null,"-","-","-","-","-","-","-","-","-","-","-","-","-","-","-","-","-","-","-","-","-","-","-","-","-","-","-","-","-","-","-","-","-","-","-","-","-","-","-","-","-","-","-","-","-","-","-","-"]
["USB single button foot switch software (need to buy foot switch separately)",null,null,"USB单踏脚踏开关(需另外购买开关）",null,"-","-","-","-","-","-","-","-","-","-","-","-","-","O","O","O","O","O","O","O","O","O","O","O","O","O","O","O","O","O","O","O","-","-","-","-","-","-","-","-","-","-","-","-","-","-","-","-"]
["USB double button foot switch software (need to buy foot switch separately)",null,null,"USB双踏脚踏开关(需另外购买开关）",null,"O","O","O","O","O","O","O","O","O","O","O","O","O","-","-","-","-","-","-","-","-","-","-","-","-","-","-","-","-","-","-","-","O","O","O","O","O","O","O","O","O","O","O","O","O","O","O","O"]
["USB video acquisition card for video output",null,null,"中安USB视频采集卡（US2000视频采集盒）",null,"O","O","O","O","O","O","O","O","O","O","O","O","O","O","O","O","O","O","O","O","O","O","O","O","O","O","O","O","O","O","O","O","O","O","O","O","O","O","O","O","O","O","O","O","O","O","O","O"]
["battery discharge time",{"$nulls":4},"-","-","-","-","-","-","-","-","-","-","-","-","-","-","-","-","-","-","-","-","-","-","-","-","-","-","-","-","-","-","-","-","1 hour","1 hour","1 hour","1 hour","1 hour","1 hour","1 hour","1 hour","1 hour","1 hour","1 hour","1 hour","1 hour","1 hour","1 hour","1 hour"]
["battery charge time(fast/normal)",{"$nulls":4},"-","-","-","-","-","-","-","-","-","-","-","-","-","-","-","-","-","-","-","-","-","-","-","-","-","-","-","-","-","-","-","-","2.5h/4h","2.5h/4h","2.5h/4h","2.5h/4h","2.5h/4h","2.5h/4h","2.5h/4h","2.5h/4h","2.5h/4h","2.5h/4h","2.5h/4h","2.5h/4h","2.5h/4h","2.5h/4h","2.5h/4h","2.5h/4h"]
["battery package/UPS",{"$nulls":4},"-","-","-","-","-","-","-","-","-","-","-","-","-","-","-","-","-","-","-","-","-","-","-","-","-","-","-","-","-","-","-","-","in the cart, O","in the cart, O","in the cart, O","in the cart, O","in the cart, O","in the cart, O","in the cart, O","in the cart, O","in the cart, O","in the cart, O","in the cart, O","in the cart, O","in the cart, O","in the cart, O","in the cart, O","in the cart, O"]
["OR键盘托架组件",null,"V30510",null,null,"-","-","-","-","-","-","-","-","-","-","-","-","-","-","-","-","-","-","-","-","-","-","-","-","-","-","-","-","-","-","-","-","-","-","-","-","-","-","-","-","-","-","-","-","-","-","-","-"]
["新键盘托架组件（除60和86系列的其它大机器和CART-F/S/L）",null,"V30566",null,null,"O","O","O","O","O","O","O","O","O","O","O","O","O","O","O","O","O","O","O","O","O","O","O","O","O","O","O","O","O","O","O","O","O","O","O","O","O","O","O","O","O","O","O","O","O","O","O","O"]
["ECG for 55/35系列",null,"V30517/V30516","心电图（2000213/2000038）",null,"O","O","O","O","O","Δ","Δ","Δ","Δ","O","O","O","Δ","-","-","-","-","-","-","-","-","-","-","-","-","-","-","-","-","-","-","-","-","-","-","-","-","-","-","-","-","-","-","-","-","-","-","-"]
["ECG for portable",null,"V30163/V30116","心电图（1000329/1000379）",null,"-","-","-","-","-","-","-","-","-","-","-","-","-","-","-","-","-","-","-","-","-","-","-","-","-","-","-","-","-","-","-","-","O","O","O","O","O","O","Δ","O","O","O","O","O","O","O","O","O"]
["CAMPH_ECG组件（V10 series）",null,"V30684/V30704","心电图（1001120/1001277）",null,"-","-","-","-","-","-","-","-","-","-","-","-","-","-","-","-","-","-","-","-","-","-","-","-","-","-","-","-","-","-","-","-","-","-","-","-","-","-","-","-","-","-","-","-","-","-","-","-"]
["ECG for E20",null,"V30528/V30529","心电图（1000360-2/1000761-2）",null,"-","-","-","-","-","-","-","-","-","-","-","-","-","O","O","O","O","O","O","O","O","O","O","O","O","O","O","O","O","O","O","O","-","-","-","-","-","-","-","-","-","-","-","-","-","-","-","-"]
["外置导声胶加热器",null,"V10047","外置导声胶加热器",null,"O","O","O","O","O","O","O","O","O","O","O","O","O","O","O","O","O","O","O","O","O","O","O","O","O","O","O","O","O","O","O","O","O","O","O","O","O","O","O","O","O","O","O","O","O","O","O","O"]
["空化探头支架",null,"V30311",null,null,"-","-","-","-","-","-","-","-","-","-","-","-","-","-","-","-","-","-","-","-","-","-","-","-","-","-","-","-","-","-","-","-","-","-","-","-","-","-","-","-","-","-","-","-","-","-","-","-"]
["USB audio adapter",null,"V30341","USB 外置声卡 海备思HAGIBIS",null,"-","-","-","-","-","-","-","-","-","-","-","-","-","Δ","Δ","Δ","Δ","Δ","Δ","Δ","Δ","Δ","Δ","Δ","Δ","Δ","Δ","Δ","Δ","Δ","Δ","Δ","Δ","Δ","Δ","Δ","Δ","Δ","Δ","Δ","Δ","Δ","Δ","Δ","Δ","Δ","Δ","Δ"]
["E20 UPS支架套件",null,"V30365",null,null,"-","-","-","-","-","-","-","-","-","-","-","-","-","O","O","O","O","O","O","O","O","O","O","O","O","O","O","O","O","O","O","O","-","-","-","-","-","-","-","-","-","-","-","-","-","-","-","-"]
["G55 UPS支架套件",null,"V30366",null,null,"O","O","O","O","O","O","O","O","O","O","O","O","O","-","-","-","-","-","-","-","-","-","-","-","-","-","-","-","-","-","-","-","-","-","-","-","-","-","-","-","-","-","-","-","-","-","-","-"]
["DVI to HDMI cable for trolley &TOONA_50cm",null,"V30424","DVI转HDMI视频输出线-50cm",null,"-","-","-","-","-","-","-","-","-","-","-","-","-","-","-","-","-","-","-","-","-","-","-","-","-","-","-","-","-","-","-","-","-","-","-","-","-","-","-","-","-","-","-","-","-","-","-","-"]
["HDMI port adapter ",null,"V30425","DVI转HDMI转接头",null,"X","X","X","X","X","X","X","X","X","X","X","X","X","X","X","X","X","X","X","X","X","X","X","X","X","X","X","X","X","X","X","X","-","-","-","-","-","-","-","-","-","-","-","-","-","-","-","-"]
[]
["I/O and peripherals"]
["Portable keyboard dust film(Minimum package quantity 10pcs,10pcs/Bag)","Portable keyboard dust film","V30422",null,null,"-","-","-","-","-","-","-","-","-","-","-","-","-","-","-","-","-","-","-","-","-","-","-","-","-","-","-","-","-","-","-","-","O","O","O","O","O","O","O","O","O","O","O","O","O","O","O","O"]
["Bluetooth adapter","Bluetooth adapter","V30082",null,null,"O","O","O","O","O","O","O","O","O","O","O","O","O","O","O","O","O","O","O","O","O","O","O","O","O","O","O","O","O","O","O","O","O","O","O","O","O","O","O","O","O","O","O","O","O","O","O","O"]
["USB DVDRW ",{"$nulls":17},"O","O","O","O","O","O","O","O","O","O","O","O","O","O","O","O","O","O","O","O","O","O","O","O","O","O","O","O","O","O","O","O","O","O","O"]
["USB port",{"$nulls":18},4,4,4,4,{"$nulls":11},4,{"$nulls":14},"2 USB3.0","2 USB3.0"]
["Display Port",{"$nulls":36},"X","X","X","X","X","X","X","X","X","X","X","X","X","X","X","X"]
["Simple CART","CART-S","V30520",{"$nulls":34},"O","O","O","O","O","O","O","O","O","O","O","O","O","O","O","O"]
["Simple CART","CART-S 新","V10854",{"$nulls":34},"O","O","O","O","O","O","O","O","O","O","O","O","O","O","O","O"]
["Simple CART","CART-L 新","V10852",{"$nulls":34},"O","O","O","O","O","O","O","O","O","O","O","O","O","O","O","O"]
["2 extended probe ports",{"$nulls":36},"O","O","O","O","O","O","O","O","O","O","O","O","O","O","O","O"]
["3 extended probe ports",{"$nulls":36},"O","O","O","O","O","O","O","O","O","O","O","O","O","O","O","O"]
["3 probe holder",{"$nulls":36},"X","X","X","X","X","X","X","X","X","X","X","X","X","X","X","X"]
["Cart with battery and 3 probe ports","CART-F","V30519",{"$nulls":34},"O","O","O","O","O","O","O","O","O","O","O","O","O","O","O","O"]
["Cart with battery and 3 probe ports","CART-F新","V10853",{"$nulls":34},"O","O","O","O","O","O","O","O","O","O","O","O","O","O","O","O"]
["USB B/W graphic printer slot",{"$nulls":36},"X","X","X","X","X","X","X","X","X","X","X","X","X","X","X","X"]
["S-video port, DVI port, VGA port ",null,"V30206",{"$nulls":34},"O","O","O","O","O","O","O","O","O","O","O","O","O","O","O","O"]
["Peripherals"]
[" 4 USB ports",{"$nulls":36},"O","O","O","O","O","O","O","O","O","O","O","O","O","O","O","O"]
["Power suit ",{"$nulls":36},"O","O","O","O","O","O","O","O","O","O","O","O","O","O","O","O"]
["locking mechanism",{"$nulls":36},"X","X","X","X","X","X","X","X","X","X","X","X","X","X","X","X"]
["Up/down mechanism (>150mm)",{"$nulls":36},"X","X","X","X","X","X","X","X","X","X","X","X","X","X","X","X"]
["Battery pack (>4 hours working time)",{"$nulls":36},"O","O","O","O","O","O","O","O","O","O","O","O","O","O","O","O"]
["portable独立包装电池",null,"V30148",{"$nulls":34},"O","O","O","O","O","O","O","O","O","O","O","O","O","O","O","O"]
["V9BAT",null," V30709 ",{"$nulls":14},"O","O","O","O","O","O","O"]
["CART 电池包组件",null,"V30155",{"$nulls":34},"O","O","O","O","O","O","O","O","O","O","O","O","O","O","O","O"]
["CART电源面板组件",null,"V30156",{"$nulls":34},"O","O","O","O","O","O","O","O","O","O","O","O","O","O","O","O"]
["CART视频转换组件（停用）",null,"V30208",{"$nulls":34},"O","O","O","O","O","O","O","O","O","O","O","O","O","O","O","O"]
["CART USB HUB组件",null,"V30158",{"$nulls":34},"O","O","O","O","O","O","O","O","O","O","O","O","O","O","O","O"]
["portable 箱包组件",null,"V30147",{"$nulls":34},"O","O","O","O","O","O","O","O","O","O","O","O","O","O","O","O"]
["Two probe ports box ",null,"V30153",{"$nulls":34},"O","O","O","O","O","O","O","O","O","O","O","O","O","O","O","O"]
["Three probe ports box ",null,"V30152",{"$nulls":34},"O","O","O","O","O","O","O","O","O","O","O","O","O","O","O","O"]
[]
[]
["Probes","Product-ProbeSpecification","Δ：Optional（注册了但是不想卖）\n#：    Additional(未注册)\n-/tt:   Hidden(工程上或者市场不开放)\nO:     Standard(停售了)\nX:     Standard","成品探头IPN\n（选型系统）","裸探头IPN\n（标签上IPN）"]
["S1-8C(192)","S1-8C","V20020",1000182,1000142,"-","-","-","-","-","-","-","-","-","-","-","-","-","-","-","-","-","-","-","-","-","-","-","-","-","-","-","-","-","-","-","-","-","-","-","-","-","-","-","-","-","-","-","-","-","-","-","-"]
["S1-8CM（192，MUX）","S1-8CM","V20062","1001284","1001283","-","-","-","-","-","-","-","-","-","-","-","-","-","-","-","-","-","-","-","-","-","-","-","-","-","-","-","-","-","-","-","-","-","-","-","-","-","-","-","-","-","-","-","-","-","-","-","-"]
["S2-9C(128)","S2-9CE","V20036",1000274,1000241,"X","X","X","X","X","X","X","X","X","X","X","X","-","-","-","-","-","-","-","-","-","-","-","-","-","-","-","-","-","-","-","-","-","-","-","-","-","-","-","-","-","-","-","-","X","X","-","-"]
["S1-9C","S1-9C","V20059",1000409,1000408,"-","-","-","-","-","-","-","-","-","-","-","-","-","-","-","-","-","-","-","-","-","-","-","-","-","-","-","-","-","-","-","-","-","-","-","-","-","-","-","-","-","-","-","-","-","-","-","-"]
["X2-6C(192, mux)","X2-6C","V20002",1000164,1000043,"X","X","X","X","X","X","X","X","X","X","X","X","X","#","-","-","-","-","-","-","-","-","-","-","-","-","-","#","#","-","-","-","X","X","X","X","X","X","-","-","-","-","-","-","X","X","X","-"]
["G2-5C(128)","G2-5C","V20001",1000163,1000039,"X","X","X","X","X","X","X","X","X","X","X","X","X","#","#","#","#","#","#","#","#","#","#","#","#","-","-","X","X","X","X","X","X","X","X","X","X","X","X","X","X","X","X","X","X","X","X","X"]
["F2-5C(128)","F2-5C","V20015",1000177,1000067,"X","X","X","X","X","X","X","X","X","X","X","X","X","X","X","X","X","X","X","X","X","X","X","X","X","X","X","X","X","X","X","X","#","#","#","#","#","#","#","#","#","#","#","#","#","#","#","#"]
["F2-5CE(128)","F2-5CE","V20021",1000272,1000239,"#","#","#","#","#","#","#","#","#","#","#","#","#","#","#","#","#","#","#","#","#","#","#","#","#","#","#","#","#","#","#","#","X","X","X","X","X","X","X","X","X","X","X","X","X","X","X","X"]
["F2-5C","F2-5CP","V20063",1000530,1000529,"Δ","X","Δ","Δ","Δ","Δ","Δ","Δ","Δ","X","X","X","X","X","X","X","X","X","X","X","X","X","X","X","X","X","X","X","X","X","X","X","X","X","X","X","X","X","X","X","X","X","X","X","X","X","X","X"]
["B2-6C(128)","B2-6C","V20037",1000481,1000480,"Δ","Δ","Δ","Δ","Δ","Δ","Δ","Δ","Δ","Δ","Δ","Δ","Δ","#","#","#","#","#","#","#","#","#","#","#","#","#","#","#","#","#","#","#","#","#","#","#","#","#","#","-","-","-","-","-","#","#","#","-"]
["D2-6C（128）","D2-6C","V20065",1000946,1000945,"-","X","-","-","-","-","-","-","-","X","X","X","X","X","X","X","X","X","X","X","X","X","X","X","X","X","X","X","X","X","X","X","X","X","X","X","X","X","X","X","X","X","X","X","X","X","X","X"]
["D2-7C","D2-7C",null,1000894,1000893,"-","-","-","-","-","-","-","-","-","-","-","-","-","-","-","-","-","-","-","-","-","-","-","-","-","-","-","-","-","-","-","-","-","-","-","-","-","-","-","-","-","-","-","-","-","-","-","-"]
["D3-6C(128)停售","D3-6C","V20003",1000165,1000046,"X","X","X","X","X","X","X","X","X","X","X","X","X","X","X","X","X","X","X","X","X","X","X","X","X","X","X","X","X","X","X","X","X","X","X","X","X","X","X","X","X","X","X","X","X","X","X","X"]
["D3-6C(128)","D3-6CM","V20066",1001062,1001061,"X","X","X","X","X","X","X","X","X","X","X","X","X","X","X","X","X","X","X","X","X","X","X","X","X","X","X","X","X","X","X","X","X","X","X","X","X","X","X","X","X","X","X","X","X","X","X","X"]
["D3-6CX(128)停售","D3-6CX","V20004",1000166,1000065,"X","X","X","X","X","X","X","X","X","X","X","X","X","#","#","#","#","#","#","#","#","#","#","#","#","#","#","#","#","#","#","#","-","-","-","-","-","-","-","-","-","-","-","-","-","-","-","-"]
["D3-6CX(128)停售","D3-6CY","V20004",1000502,1000501,"X","X","X","X","X","X","X","X","X","X","X","X","X","#","#","#","#","#","#","#","#","#","#","#","#","#","#","#","#","#","#","#","-","-","-","-","-","-","-","-","-","-","-","-","-","-","-","-"]
["D3-6CP","D3-6CP",null,1000426,1000425,"-","-","-","-","-","-","-","-","-","-","-","-","-","-","-","-","-","-","-","-","-","-","-","-","-","-","-","-","-","-","-","-","-","-","-","-","-","-","-","-","-","-","-","-","-","-","-","-"]
["D3-6CE","D3-6CE","V20027",1000271,1000238,"X","X","X","X","X","X","X","X","X","X","X","X","X","X","X","X","X","X","X","X","X","X","X","X","X","X","X","X","X","X","X","X","X","X","X","X","X","X","X","X","X","X","X","X","X","X","X","X"]
["G4-9E(128)停售","G4-9E","V20005",1000167,1000041,"X","X","X","X","X","X","X","X","X","X","X","X","X","X","X","X","X","X","X","X","X","X","X","X","X","X","X","X","X","X","X","X","X","X","X","X","X","X","X","-","-","-","-","-","X","X","X","-"]
["G4-9E(128)","G4-9EP","V20005",1000313,1000311,"X","X","X","X","X","X","X","X","X","X","X","X","X","X","X","X","X","X","X","X","X","X","X","X","X","X","X","X","X","X","X","X","X","X","X","X","X","X","X","X","X","X","X","X","X","X","X","X"]
["G4-9E(192, mux)停售","G4-9ES","V20032",1000407,1000405,"X","X","X","X","X","X","X","X","X","X","X","X","X","X","-","-","-","-","-","-","-","-","-","-","-","-","-","X","X","-","-","-","X","X","X","X","X","X","X","-","-","-","-","-","X","X","X","-"]
["X4-9E(192, mux)直柄","X4-9EL","V20049",1000805,1000804,"X","X","X","X","X","X","X","X","X","X","X","X","X","#","-","-","-","-","-","-","-","-","-","-","-","-","-","#","#","-","-","-","#","#","#","#","#","#","#","-","-","-","-","-","#","#","#","-"]
["X4-9E(192, mux)","X4-9E","V20032",1000524,1000523,"X","X","X","X","X","X","X","X","X","X","X","X","X","#","-","-","-","-","-","-","-","-","-","-","-","-","-","#","#","-","-","-","#","#","#","#","#","#","#","-","-","-","-","-","#","#","#","-"]
["X4-9E(192, mux)直柄","X4-9EL2","V20049",1001388,1001388,"X","X","X","X","X","X","X","X","X","X","X","X","X","Δ","-","-","-","-","-","-","-","-","-","-","-","-","-","Δ","#","-","-","-","#","#","#","#","#","#","#","-","-","-","-","-","#","#","#","-"]
["X4-9E(192, mux)","X4-9E2","V20032",1001387,1001387,"X","X","X","X","X","X","X","X","X","X","X","X","X","Δ","-","-","-","-","-","-","-","-","-","-","-","-","-","Δ","#","-","-","-","#","#","#","#","#","#","#","-","-","-","-","-","#","#","#","-"]
["D4-9E(128)停售","D4-9E","V20006",1000168,1000049,"X","X","X","X","X","X","X","X","X","X","X","X","X","#","Δ","Δ","Δ","Δ","-","-","-","-","-","-","-","-","-","X","X","Δ","-","-","X","X","X","X","X","X","X","-","-","-","-","-","X","X","X","-"]
["D4-9E(148, mux)","D4-9EP","V20006",1000346,1000345,"X","X","X","X","X","X","X","X","X","X","X","X","X","#","-","-","-","-","-","-","-","-","-","-","-","-","-","X","X","-","-","-","X","X","X","X","X","X","X","-","-","-","-","-","X","X","X","-"]
["F4-9E(128)停售","F4-9E","V20016",1000178,1000068,"X","X","X","X","X","X","X","X","X","X","X","X","X","X","X","X","X","X","X","X","X","X","X","X","X","X","X","X","X","X","X","X","X","X","X","X","X","X","X","X","X","X","X","X","X","X","X","X"]
["F4-9E(128)","F4-9ES","V20033",1000432,1000431,"X","X","X","X","X","X","X","X","X","X","X","X","X","X","X","X","X","X","X","X","X","X","X","X","X","X","X","X","X","X","X","X","X","X","X","X","X","X","X","X","X","X","X","X","X","X","X","X"]
["F4-9E(128)","F4-9EV","V20064",1000784,1000783,"-","X","-","-","-","-","-","-","-","X","X","X","X","X","X","X","X","X","X","X","X","X","X","X","X","X","X","X","X","X","X","X","X","X","X","X","X","X","X","X","X","X","X","X","X","X","X","X"]
["G3-9M(128)","G3-9M","V20039",1000521,1000520,"X","X","X","X","X","X","X","X","X","X","X","X","X","#","#","#","#","#","#","#","#","#","#","#","#","#","#","#","#","#","#","#","#","#","#","#","#","#","#","#","#","#","#","#","#","#","#","#"]
["G3-9M","G3-9MV","V20068",1001380,1001380,"-","-","-","-","-","-","-","-","-","-","-","-","-","-","-","-","-","-","-","-","-","-","-","-","-","-","-","-","-","-","-","-","-","-","-","-","-","-","-","-","-","-","-","-","-","-","-","-"]
["G4-9M(128)","G4-9M","V20007",1000169,1000047,"X","X","X","X","X","X","X","X","X","X","X","X","X","X","X","X","X","X","X","X","X","X","X","X","X","X","X","X","X","X","X","X","X","X","X","X","X","X","X","X","X","X","X","X","X","X","X","X"]
["X3-10L(192)","X3-10L","V20038",1000491,1000490,"X","X","X","X","X","X","X","X","X","X","X","X","X","-","-","-","-","-","-","-","-","-","-","-","-","-","-","X","-","-","-","-","#","#","#","X","X","#","#","-","-","-","-","-","#","#","#","-"]
["X3-10L(192)","X3-10LV","V20070",1001326,1001325,"-","-","-","-","-","-","-","-","-","X","X","X","X","-","-","-","-","-","-","-","-","-","-","-","-","-","-","-","-","-","-","-","#","#","#","X","X","#","#","-","-","-","-","-","#","#","#","-"]
["X4-12L(192, mux)","X4-12L","V20008",1000170,1000042,"X","X","X","X","X","X","X","X","X","X","X","X","X","X","-","-","-","-","-","-","-","-","-","-","-","-","-","X","X","-","-","-","X","X","X","X","X","X","X","-","-","-","-","-","X","X","X","-"]
["X6-16L(192, mux)","X6-16L","V20009",1000171,1000044,"X","X","X","X","X","X","X","X","X","X","X","X","X","#","-","-","-","-","-","-","-","-","-","-","-","-","-","X","X","-","-","-","X","X","X","X","X","X","X","-","-","-","-","-","X","X","X","-"]
["X6-16LG(NGS)(192, mux)","X6-16LG","V20034",1000434,1000433,"-","-","-","-","-","-","-","-","-","-","-","-","-","-","-","-","-","-","-","-","-","-","-","-","-","-","-","-","-","-","-","-","X","X","X","X","X","X","X","-","-","-","-","-","X","X","X","-"]
["U5-15L(256, mux)","U5-15L","V20010",1000172,1000045,"-","-","-","-","-","-","-","-","-","-","-","-","-","-","-","-","-","-","-","-","-","-","-","-","-","-","-","-","-","-","-","-","-","-","-","-","-","-","-","-","-","-","-","-","-","-","-","-"]
["U5-15LE(256, mux)","U5-15LE","V20011",1000173,1000101,"X","X","X","X","X","X","X","X","X","X","X","X","X","#","-","-","-","-","-","-","-","-","-","-","-","-","-","X","X","-","-","-","X","X","X","X","X","X","X","-","-","-","-","-","X","X","X","-"]
["I4-11T(128)","I4-11T","V20012",1000174,1000052,"Δ","Δ","Δ","Δ","Δ","Δ","Δ","Δ","Δ","Δ","Δ","Δ","Δ","#","#","#","#","#","#","#","#","#","#","#","#","#","#","#","#","#","#","#","Δ","Δ","Δ","Δ","Δ","Δ","Δ","Δ","Δ","Δ","Δ","Δ","Δ","Δ","Δ","Δ"]
["F4-12L(128)停产","F4-12L","V20017",1000179,1000069,"X","X","X","X","X","X","X","X","X","X","X","X","X","X","X","X","X","X","X","X","X","X","X","X","X","X","X","X","X","X","X","X","X","X","X","X","X","X","X","X","X","X","X","X","X","X","X","X"]
["F4-12L(128)","F4-12LV","V20058",1000742,1000741,"X","X","X","X","X","X","X","X","X","X","X","X","X","X","X","X","X","X","X","X","X","X","X","X","X","X","X","X","X","X","X","X","X","X","X","X","X","X","X","X","X","X","X","X","X","X","X","X"]
["F4-12L(128)","F4-12LV2","V20058",1001403,1001403,"X","X","X","X","X","X","X","X","X","X","X","X","X","X","X","X","X","X","X","X","X","X","X","X","X","X","X","X","X","X","X","X","X","X","X","X","X","X","X","X","X","X","X","X","X","X","X","X"]
["X10-23L (128)","X10-23L","V20022",1000276,1000249,"#","#","#","#","#","#","#","#","#","#","#","#","#","#","#","#","#","#","#","#","#","#","#","#","#","#","#","#","#","#","#","#","X","X","X","X","X","X","X","-","-","-","-","-","X","X","X","-"]
["X9-22L (192, mux)","X9-22L","V20023",1000273,1000240,"X","X","X","X","X","X","X","X","X","X","X","X","X","#","-","-","-","-","-","-","-","-","-","-","-","-","-","#","#","-","-","-","X","X","X","X","X","X","X","-","-","-","-","-","X","X","X","-"]
["I7-18L (Hock stick,128)","I7-18L","V20024",1000277,1000250,"-","-","-","-","-","-","-","-","-","-","-","-","-","#","#","#","#","#","#","#","#","#","#","#","#","#","#","#","#","#","#","#","X","X","X","X","X","X","X","X","X","X","X","X","X","X","X","X"]
["G1-4P(64)停售","G1-4P","V20013",1000175,1000040,"X","X","X","X","X","X","X","X","X","X","X","X","X","X","X","X","X","X","X","X","X","X","X","X","X","X","X","X","X","X","X","X","X","X","X","X","X","X","X","-","-","-","-","-","X","X","X","-"]
["G1-4P(64)停售","G1-4PS","V20013",1000381,1000375,"X","X","X","X","X","X","X","X","X","X","X","X","X","X","X","X","X","X","X","X","X","X","X","X","X","X","X","X","X","X","X","X","X","X","X","X","X","X","X","-","-","-","-","-","X","X","X","-"]
["G1-4P(64)停售","G1-4PX","V20013",1000406,1000404,"X","X","X","X","X","X","X","X","X","X","X","X","X","X","X","X","X","X","X","X","X","X","X","X","X","X","X","X","X","X","X","X","X","X","X","X","X","X","X","X","X","X","X","X","X","X","X","X"]
["G1-4P（64）","G1-4PV","V20052",1000744,1000743,"X","X","X","X","X","X","X","X","X","X","X","X","X","X","X","X","X","X","X","X","X","X","X","X","X","X","X","X","X","X","X","X","X","X","X","X","X","X","X","X","X","X","X","X","X","X","X","X"]
["S1-6P(64)海外在售","S1-6P","V20014",1000176,1000066,"-","-","-","-","-","-","-","-","-","X","X","X","X","X","X","X","X","X","X","X","X","X","X","X","X","X","X","X","X","X","X","X","X","X","X","X","X","X","X","X","X","X","X","-","X","X","X","X"]
["S1-6PS(64) （非CE国家）","S1-6PS","V20056",1001012,1001011,"-","-","-","-","-","-","-","-","-","X","X","X","X","-","-","-","-","-","-","-","-","-","-","-","-","-","-","-","-","-","-","-","-","-","X","X","X","X","X","-","-","-","-","-","-","-","X","-"]
["S1-6P(96)","S1-6PX","V20048",1000275,1000242,"X","X","X","X","X","X","X","X","X","-","-","-","-","-","-","-","-","-","-","-","-","-","-","-","-","-","-","-","-","-","-","-","X","X","-","-","-","-","-","-","-","-","-","-","X","X","-","-"]
["S1-6P","S1-6PV","V20061",1001206,1001080,"-","-","-","-","-","-","-","-","-","-","-","-","-","-","-","-","-","-","-","-","-","-","-","-","-","-","-","-","-","-","-","-","-","-","-","-","-","-","-","-","-","-","-","-","-","-","-","-"]
["G4-12LV(兽用经直肠探头,128)","G4-12LV","V20026",1000344,1000343,"-","-","-","-","-","-","-","-","-","-","-","-","-","-","-","-","-","-","-","-","-","-","-","-","-","-","-","-","-","-","-","-","-","-","-","-","-","-","-","-","-","-","-","-","-","-","-","-"]
["G3-10P(儿童心脏探头,64)","G3-10P","V20025",1000337,1000336,"-","-","-","-","-","-","-","-","-","#","Δ","#","Δ","#","#","#","#","#","#","#","#","#","#","#","#","#","#","#","#","#","#","#","-","-","X","X","X","X","X","X","X","X","X","X","-","-","X","X"]
["G3-10PX(儿童心脏探头,96)","G3-10PX","V20031",1000372,1000371,"X","X","X","X","X","X","X","X","X","X","X","X","X","-","-","-","-","-","-","-","-","-","-","-","-","-","-","-","-","-","-","-","X","X","-","Δ","-","-","-","-","-","-","-","-","X","X","-","-"]
["G3-8M(128)停售","G3-8M","V20028",1000390,1000376,"-","-","-","-","-","-","-","-","-","-","-","-","-","-","-","-","-","-","-","-","-","-","-","-","-","-","-","-","-","-","-","-","X","X","X","X","X","X","X","X","X","X","X","X","X","X","X","X"]
["G4-12P","G4-12PX","V20060",1001147,1001146,"-","-","-","-","-","-","-","-","-","Δ","Δ","Δ","Δ","-","-","-","-","-","-","-","-","-","-","-","-","-","-","-","-","-","-","-","Δ","-","-","-","-","-","-","-","-","-","-","-","-","-","-","-"]
["G4-12P(96)停产","G4-12P","V20035",1000500,1000499,"-","-","-","-","-","-","-","-","-","-","-","-","-","-","-","-","-","-","-","-","-","-","-","-","-","-","-","-","-","-","-","-","-","-","-","-","-","-","-","-","-","-","-","-","-","-","-","-"]
["BP4-9(128/128)","BP4-9C","V20053",1000438,1000437,"X","X","X","X","X","X","X","X","X","#","#","#","#","-","-","-","-","-","-","-","-","-","-","-","-","-","-","-","-","-","-","-","#","#","-","#","#","-","-","-","-","-","-","-","-","-","-","-"]
["G1-3R","G1-3R","V20071",1000752,1000751,"-","-","-","-","-","-","-","-","-","-","-","-","-","-","-","-","-","-","-","-","-","-","-","-","-","-","-","-","-","-","-","-","-","-","-","-","-","-","-","-","-","-","-","-","-","-","-","-"]
["E3-8T（非CE国家）","E3-8T","V20057",1000734,1000733,"-","X","X","-","-","-","-","-","-","-","-","-","-","-","-","-","-","-","-","-","-","-","-","-","-","-","-","-","-","-","-","-","X","X","-","X","X","-","-","-","-","-","-","-","-","-","-","-"]
[]
["Biopsy guide",null,null,"IPN"]
["Biopsy guide S1-8C","可重复使用，适用于S1-8C，S1-8CM","V30143",3100128,null,"-","-","-","-","-","-","-","-","-","-","-","-","-","-","-","-","-","-","-","-","-","-","-","-","-","-","-","-","-","-","-","-","-","-","-","-","-","-","-","-","-","-","-","-","-","-","-","-"]
["Biopsy guide G2-5C","可重复使用","V30026",3100102,null,"X","X","X","X","X","X","X","X","X","X","X","X","X","#","#","#","#","#","#","#","#","#","#","#","#","#","#","#","#","#","#","#","X","X","X","X","X","X","X","X","X","X","X","X","X","X","X","X"]
["Biopsy guide F2-5C","可重复使用，适用于F2-5C，F2-5CE，A2-5C","V30141",3100096,null,"X","X","X","X","X","X","X","X","X","X","X","X","X","X","X","X","X","X","X","X","X","X","X","X","X","X","X","X","X","X","X","X","-","-","-","-","-","-","-","-","-","-","-","-","-","-","-","-"]
["Biopsy guide G4-9E Steel","可重复使用","V30030",3100101,null,"X","X","X","X","X","X","X","X","X","X","X","X","X","X","X","X","X","X","X","X","X","X","X","X","X","X","X","X","X","X","X","X","X","X","X","X","X","X","X","X","X","X","-","-","X","X","X","X"]
["Biopsy guide G4-9E Steel 21G","可重复使用","V30217",3100211,null,"X","X","X","X","X","X","X","X","X","X","X","X","X","X","X","X","X","X","X","X","X","X","X","X","X","X","X","X","X","X","X","X","X","X","X","X","X","X","X","X","X","X","-","-","X","X","X","X"]
["Biopsy guide G4-9E Steel 14G","可重复使用","V30362",3100250,null,"X","X","X","X","X","X","X","X","X","X","X","X","X","X","X","X","X","X","X","X","X","X","X","X","X","X","X","X","X","X","X","X","X","X","X","X","X","X","X","X","X","X","-","-","X","X","X","X"]
["Biopsy guide G4-9E Steel 17G","可重复使用","V30768",3100545,null,"X","X","X","X","X","X","X","X","X","X","X","X","X","X","X","X","X","X","X","X","X","X","X","X","X","X","X","X","X","X","X","X","X","X","X","X","X","X","X","X","X","X","-","-","X","X","X","X"]
["Biopsy guide F4-9E","可重复使用，适用于F4-9E,A4-9E","V30205",3100188,null,"X","X","X","X","X","X","X","X","X","X","X","X","X","X","X","X","X","X","X","X","X","X","X","X","X","X","X","X","X","X","X","X","X","X","X","X","X","X","X","X","X","X","X","X","X","X","X","X"]
["Biopsy guide X6-16L","可重复使用","V30028",3100093,null,"X","X","X","X","X","X","X","X","X","X","X","X","X","-","-","-","-","-","-","-","-","-","-","-","-","-","-","-","-","-","-","-","X","X","X","X","X","X","X","-","-","-","-","-","X","X","X","-"]
["Biopsy guide X4-12L","可重复使用","V30118",3100092,null,"X","X","X","X","X","X","X","X","X","X","X","X","X","X","-","-","-","-","-","-","-","-","-","-","-","-","-","X","X","-","-","-","X","X","X","X","X","X","X","-","-","-","-","-","X","X","X","-"]
["Biopsy guide F4-12L","可重复使用,适用于F4-12L，F4-12LV,A4-12L","V30142",3100130,null,"X","X","X","X","X","X","X","X","X","X","X","X","X","X","X","X","X","X","X","X","X","X","X","X","X","X","X","X","X","X","X","X","X","X","X","X","X","X","X","X","X","X","X","X","X","X","X","X"]
["Biopsy guide G1-4P","可重复使用，适用于G1-4P，A1-4P，G1-4PV","V30119",3100095,null,"X","X","X","X","X","X","X","X","X","X","X","X","X","X","X","X","X","X","X","X","X","X","X","X","X","X","X","X","X","X","X","X","X","X","X","X","X","X","X","X","X","X","X","X","X","X","X","X"]
["Biopsy guide S1-6P","可重复使用，适用于S1-6P，S1-6PS","V30120",3100094,null,"X","X","X","X","X","X","X","X","X","-","X","-","-","-","-","-","-","-","-","-","-","-","-","-","-","-","-","-","-","-","-","-","X","X","-","-","-","-","-","-","-","-","-","-","X","X","-","-"]
["Biopsy guide BP4-9","可重复使用","V30523",3100392,null,"X","X","X","X","X","X","X","X","X","X","X","X","-","-","-","-","-","-","-","-","-","-","-","-","-","-","-","-","-","-","-","-","X","X","X","X","X","X","X","-","-","-","-","-","X","X","X","-"]
["Biopsy guide X4-9E","可重复使用，适用于X4-9E,A4-9EV,F4-9EV","V30522",3100384,null,"X","X","X","X","X","X","X","X","X","X","X","X","X","#","-","-","-","-","-","-","-","-","-","-","-","-","-","#","#","-","-","-","#","#","#","#","#","#","#","-","-","-","-","-","#","#","#","-"]
["Biopsy guide S1-6PX","可重复使用","V30653",3100438,null,"X","X","X","X","X","X","X","X","X","-","-","-","-","-","-","-","-","-","-","-","-","-","-","-","-","-","-","-","-","-","-","-","X","X","-","-","-","-","-","-","-","-","-","-","X","X","-","-"]
["Biopsy guide X2-6C","可重复使用","V30654",3100454,null,"X","X","X","X","X","X","X","X","X","X","X","X","X","#","-","-","-","-","-","-","-","-","-","-","-","-","-","#","#","-","-","-","X","X","X","X","X","X","-","-","-","-","-","-","X","X","X","-"]
["Biopsy guide S2-9C","可重复使用","V30769","3100473",null,"X","X","X","X","X","X","X","X","X","X","X","X","-","-","-","-","-","-","-","-","-","-","-","-","-","-","-","-","-","-","-","-","-","-","-","-","-","-","-","-","-","-","-","-","X","X","-","-"]
["俄罗斯版穿刺架,G4-9E","可重复使用","V30475",1000883,null,"-","-","-","-","-","-","-","-","-","-","-","-","-","-","-","-","-","-","-","-","-","-","-","-","-","-","-","X","X","X","X","X","-","-","-","-","-","-","-","-","-","-","-","-","X","X","X","X"]
["俄罗斯版穿刺架,F4-12L","可重复使用","V30476",1000884,null,"-","-","-","-","-","-","-","-","-","-","-","-","-","-","-","-","-","-","-","-","-","-","-","-","-","-","-","X","X","X","X","X","-","-","-","-","-","-","-","-","-","-","-","-","X","X","X","X"]
["俄罗斯版穿刺架,F2-5C","可重复使用","V30477",1000885,null,"-","-","-","-","-","-","-","-","-","-","-","-","-","-","-","-","-","-","-","-","-","-","-","-","-","-","-","X","X","X","X","X","-","-","-","-","-","-","-","-","-","-","-","-","-","-","-","-"]
["一次性穿刺架，LEAPMED LPESE123","-","T10004",3100243,null,"X","X","X","X","X","X","X","X","X","X","X","X","X","X","X","X","X","X","X","X","X","X","X","X","X","X","X","X","X","X","X","X","X","X","X","X","X","X","X","X","X","X","-","-","X","X","X","X"]
["Biopsy guide S1-6PV","可重复使用","V30824",3100668,null,"-","-","-","-","-","-","-","-","-","-","-","-","-","-","-","-","-","-","-","-","-","-","-","-","-","-","-","-","-","-","-","-","-","-","-","-","-","-","-","-","-","-","-","-","-","-","-","-"]

{"sheet":"Before2023-China","index":8,"n_rows":319,"n_cols":67,"rows_kept":319,"cut":false,"hidden":false,"merged":[[148,0,149,0],[148,2,149,2]]}
["Suitable software verison： ",{"$nulls":4},"X  代表标配","- 代表不支持","Δ支持但隐藏","# 法规未注册","O 代表选配"]
[]
["红底：未注册机型/不发放",null,"ProductID",null,null,"G55_5_6_7_8","X65_5_6_7_8","M55_5_6_7_8","X55_5_6_7_8","E35","X35","X33","E20","X3","S3","S3P","X2_4_5_6_7","X2P","X2E","S2","S2P","E10_4_5_6_7","E10P","E10E","S1","S1P","X1_5_7","X1P","X1E","VINNO 8EXP","VINNO 8 ","VINNO 8PRO","VINNO6EXP","VINNO6","VINNO 6PRO","VINNO5EXP","VINNO5_2","VINNO5PRO","VINNO3EXP","VINNO3","VINNO3PRO"]
["灰底：停用",{"$nulls":11},"V10025","V10031","V10279","V10280","V10105","V10281","V10282","V10283","V10284","V10095","V10285","V10286","V10287","V10288","V10107","V10289","V10290",null,"V10019",null,"V10118","V10021","V10117","V10116","V10128","V10120","V10121","V10125","V10123"]
[{"$nulls":6},"V10183:21.5","V10182:21.5","V10184:21.5","V10185:21.5","V10186:21.5","V10187:21.5","V10191:4P","V10192:4P",null,null,"4P",{"$nulls":4},"4P",{"$nulls":4},"4P",null,null,null,"V10058:500G ",null,null,"V10057:500G "]
[{"$nulls":12},"V10198: 4P 21.5","V10200: 4P 21.5"]
[]
[null,null,"Memo",null,null,"ARM","ARM","ARM","ARM","ARM","ARM","ARM","ARM","ARM","ARM","ARM","USB","USB","USB","USB","USB","USB","USB","USB","USB","USB","USB","USB","USB","ARM","ARM","ARM","ARM","ARM","ARM","ARM","USB","USB","USB","USB","USB"]
["Product ",null,"ProductDisplayName",null,null,"G55","X65","M55","X55","E35","X35","X33","E20","X3","S3","S3P","X2","X2P","X2E","S2","S2P","E10","E10P","E10E","S1","S1P","X1","X1P","X1E","VINNO 8EXP","VINNO 8","VINNO 8PRO","VINNO 6EXP","VINNO 6 (GI)","VINNO 6PRO","VINNO 5EXP","VINNO 5","VINNO 5PRO","VINNO 3EXP","VINNO 3","VINNO 3PRO"]
[" 2D Imaging Features","Product-OptionalFeatures "]
["Channel count",null,null,"物理通道",null,"128x4","128x4","128x4","128x4","64x4(2 for CF)","64x4(2 for CF)","64x4(2 for CF)","64X2","64X2","64X2","64X2","48X2","48X2","48X2","48X2","48X2","48X2","48X2","48X2","48X2","48X2","48X1","48X1","48X1","128X12","128X4","128X4","64X4","64X4","64X4","64X4","48X2","48X2","48X2","48X2","48X2"]
["Frequency range",null,null,"主机频率响应",null,"25Mhz","25Mhz","25Mhz","25Mhz","25Mhz","25Mhz","25Mhz","25Mhz","25Mhz","25Mhz","25Mhz","25Mhz","25Mhz","25Mhz","25Mhz","25Mhz","25Mhz","25Mhz","25Mhz","25Mhz","25Mhz","25Mhz","25Mhz","25Mhz","25Mhz","25Mhz","25Mhz","25Mhz","25Mhz","25Mhz","25Mhz","25Mhz","25Mhz","25Mhz","25Mhz","25Mhz"]
["VFusion","VFusion",null,"复合超声成像",null,"X","X","X","X","X","X","X","X","X","X","X","X","X","X","X","X","X","X","X","X","X","X","X","X","X","X","X","X","X","X","X","X","X","X","X","X"]
["VSpeckle I ",null,"V30598","I型组织斑点噪声抑制 ",null,"X","X","X","X","X","X","X","X","X","X","X","X","X","X","X","X","X","X","X","X","X","X","X","X","-","X","X","X","X","X","X","X","X","X","X","X"]
["VSpeckle","Vspeckle1New","V30209","组织斑点噪声抑制 ",null,"X","X","X","X","X","X","X","X","X","X","X","X","X","X","X","X","X","X","X","X","X","X","X","X","X","X","X","X","X","X","X","X","X","X","X","X"]
["VTissue","VTissue","V30041","组织速度特征成像",null,"X","X","X","X","X","X","X","O","O","O","O","O","O","O","O","O","O","O","O","O","O","O","O","O","X","X","X","X","X","X","O","O","O","O","O","O"]
["Auto optimization","Auto optimization",null,"自动优化",null,"X","X","X","X","X","X","X","X","X","X","X","X","X","X","X","X","X","X","X","X","X","X","X","X","X","X","X","X","X","X","X","X","X","X","X","X"]
["Easy Compare","Easy Compare","V30063","记忆追踪对比技术",null,"X","X","X","X","X","X","X","X","X","X","X","X","X","X","X","X","X","X","X","X","X","X","X","X","X","X","X","X","X","X","X","X","X","X","X","X"]
["Duplex/Triplex 2D/Color/PW","Duplex/Triplex 2D/Color/PW","V30081","二同步/三同步图像显示",null,"X","X","X","X","X","X","X","X","X","X","X","X","X","X","X","X","X","X","X","X","X","X","X","X","X","X","X","X","X","X","X","X","X","X","X","X"]
["CWD","CWD","V30051","连续多普勒",null,"X","X","O","O","X","X","X","-","-","-","-","-","-","-","-","-","-","-","-","-","-","-","-","-","X","X","X","X","X","X","X","-","-","-","-","-"]
["CWD",null,"V30302","T-CWD套件",null,"-","-","-","-","-","-","-","O","O","O","O","O","O","O","O","O","O","O","O","O","O","O","O","O","-","-","-","-","-","-","-","O","O","O","O","O"]
["PWD","PW",null,"脉冲多普勒",null,"X","X","X","X","X","X","X","X","X","X","X","X","X","X","X","X","X","X","X","X","X","X","X","X","X","X","X","X","X","X","X","X","X","X","X","X"]
["Multi Doppler","MultiGatesPW","V30624","多门多普勒",null,"-","-","-","-","-","-","-","-","-","-","-","-","-","-","-","-","-","-","-","-","-","-","-","-","-","-","-","-","-","-","-","-","-","-","-","-"]
["RF based Zoom","ReadZoom","V30590","实时局部放大",null,"X","X","X","X","X","X","X","X","X","X","X","X","X","X","X","X","X","X","X","X","X","X","X","X","X","X","X","X","X","X","X","X","X","X","X","X"]
["FULL screen","FullScreen","V30310","全屏显示",null,"X","X","X","X","X","X","X","X","X","X","X","X","X","X","X","X","X","X","X","X","X","X","X","X","X","X","X","X","X","X","X","X","X","X","X","X"]
["Smart Touch Zoom","Smart Touch Zoom","V30175","图像触摸屏缩放操作模式",null,"Δ","Δ","Δ","Δ","Δ","Δ","Δ","Δ","Δ","Δ","Δ","Δ","Δ","Δ","Δ","Δ","Δ","Δ","Δ","Δ","Δ","Δ","Δ","Δ","Δ","Δ","Δ","Δ","Δ","Δ","Δ","Δ","Δ","Δ","Δ","Δ"]
["CFI function","CF",null,"彩色多普勒",null,"X","X","X","X","X","X","X","X","X","X","X","X","X","X","X","X","X","X","X","X","X","X","X","X","X","X","X","X","X","X","X","X","X","X","X","X"]
["advanced CFI","FlowNewAlgorithm",null,"高灵敏度彩色多普勒",null,"X","X","X","X","X","X","X","-","-","-","-","-","-","-","-","-","-","-","-","-","-","-","-","-","X","X","X","X","X","X","-","-","-","-","-","-"]
["PDI function","PDI",null,"能量多普勒",null,"X","X","X","X","X","X","X","X","X","X","X","X","X","X","X","X","X","X","X","X","X","X","X","X","X","X","X","X","X","X","X","X","X","X","X","X"]
["B+CF simultaneously ","B+CF simultaneously","V30064","灰阶与彩色双幅显示",null,"X","X","X","X","X","X","X","X","X","X","X","X","X","X","X","X","X","X","X","X","X","X","X","X","X","X","X","X","X","X","X","X","X","X","X","X"]
["CF Velocity Profile","CF Velocity Profile","V30179","血流速度分布图",null,"X","X","X","X","X","X","X","X","X","X","X","X","X","X","X","X","X","X","X","X","X","X","X","X","X","X","X","X","X","X","X","X","X","X","X","X"]
["TView ","TView","V30052","梯形成像",null,"X","X","X","X","X","X","X","X","X","X","X","X","X","X","X","X","X","X","X","X","X","X","X","X","X","X","X","X","X","X","X","X","X","X","X","X"]
["Pview","PView","V30031","宽景成像",null,"O","O","O","O","O","O","O","O","O","O","O","O","O","O","O","O","O","O","O","O","O","O","O","O","O","O","O","O","O","O","O","O","O","O","O","O"]
["Color M mode","Color M-mode","V30061","彩色M型",null,"X","X","X","X","X","X","X","O","Δ","Δ","Δ","Δ","Δ","Δ","Δ","Δ","Δ","Δ","Δ","Δ","Δ","Δ","-","Δ","X","X","X","X","X","X","O","O","O","O","O","O"]
["MAM (multi angle M mode)","Multi Angle M-mode with 360 degree rotation","V30021","全方位M型",null,"O","O","O","O","O","O","O","O","O","O","O","O","O","O","O","O","O","O","O","O","O","O","O","O","X","X","X","O","O","O","O","O","O","O","O","O"]
["Curve M Mode",null,"V30596","曲线解剖M型",null,"X","X","X","X","X","X","X","X","X","X","X","X","X","X","X","X","X","X","X","X","X","X","X","X","X","X","X","X","X","X","X","X","X","X","X","X"]
["Tissue Doppler (TD)","TD","V30065","组织多普勒",null,"X","X","Δ","Δ","O","O","O","X","O","O","O","Δ","Δ","Δ","Δ","Δ","Δ","Δ","Δ","Δ","Δ","Δ","Δ","Δ","X","X","X","X","X","X","O","Δ","Δ","Δ","Δ","Δ"]
["Tissue Velocity Imaging (TVI)","TVI","V30036","组织速度成像",null,"X","X","-","-","-","-","-","O","Δ","Δ","Δ","Δ","Δ","Δ","Δ","Δ","Δ","Δ","Δ","Δ","Δ","Δ","Δ","Δ","O","O","O","X","X","X","Δ","X","Δ","Δ","Δ","Δ"]
["Tissue Velocity M-mode (TVM)","Tissue Velocity M-mode (TVM)","V30039","组织速度M型",null,"X","X","Δ","Δ","O","O","O","O","Δ","Δ","Δ","#","O","O","#","#","Δ","Δ","Δ","-","-","Δ","Δ","Δ","O","O","O","O","O","O","Δ","Δ","Δ","Δ","Δ","Δ"]
["Tissue Power Imaging (TPI)","Tissue Power Imaging(TPI)","V30170","组织多普勒能量图",null,"Δ","Δ","Δ","Δ","Δ","Δ","Δ","Δ","Δ","Δ","Δ","Δ","Δ","Δ","Δ","Δ","Δ","Δ","Δ","Δ","Δ","Δ","Δ","Δ","Δ","Δ","Δ","Δ","Δ","Δ","Δ","Δ","Δ","Δ","Δ","Δ"]
["Auto IMT","Auto IMT","V30033","颈动脉内中膜自动测量",null,"X","X","O","O","O","O","O","O","O","O","O","Δ","Δ","Δ","Δ","Δ","O","O","O","O","O","Δ","Δ","Δ","X","X","X","X","X","X","O","O","O","O","O","O"]
["Auto EF","Auto EF","V30149","左心室射血分数自动测量包",null,"X","O","O","O","O","O","O","O","O","O","O","O","O","O","O","O","O","O","O","O","O","O","O","O","X","X","X","X","X","X","O","O","O","O","O","O"]
["Auto OB","Auto OB","V30171","产科自动测量",null,"X","X","X","X","X","X","X","X","X","X","X","X","X","X","X","X","X","X","X","X","X","X","X","X","X","X","X","X","X","X","X","X","X","X","X","X"]
["Auto Bladder","Auto Bladder","V30172","膀胱自动测量",null,"X","X","X","X","X","X","X","X","X","X","X","X","X","X","X","X","X","X","X","X","X","X","X","X","X","X","X","X","X","X","X","X","X","X","X","X"]
["Tissue/pulse inversion harmonic","Har",null,"组织/反相脉冲谐波成像",null,"X","X","X","X","X","X","X","X","X","X","X","X","X","X","X","X","X","X","X","X","X","X","X","X","X","X","X","X","X","X","X","X","X","X","X","X"]
["Elastic imaging","Elastic imaging","V30053","弹性成像",null,"X","X","X","X","Δ","Δ","Δ","-","-","-","-","-","-","-","-","-","-","-","-","-","-","-","-","-","O","O","O","O","O","O","Δ","Δ","Δ","Δ","Δ","Δ"]
["Contrast imaging","Contrast imaging","V30054","CBI微泡造影成像(包含PPI造影分析)",null,"O","O","O","O","Δ","Δ","Δ","-","-","-","-","-","-","-","-","-","-","-","-","-","-","-","-","-","O","O","O","O","O","O","Δ","Δ","Δ","Δ","Δ","Δ"]
["vFlash","VFlash","V30176","声动力成像",null,"-","-","-","-","-","-","-","-","-","-","-","-","-","-","-","-","-","-","-","-","-","-","-","-","-","-","-","-","-","-","-","-","-","-","-","-"]
["B/Color steer",null,"V30595","灰阶与彩色独立偏转",null,"X","X","X","X","X","X","X","X","X","X","X","X","X","X","X","X","X","X","X","X","X","X","X","X","X","X","X","X","X","X","X","X","X","X","X","X"]
["Needle enhancement","Needle enhancement","V30080","穿刺增强",null,"X","X","X","X","O","O","O","O","O","O","O","O","O","O","O","O","O","O","O","O","O","O","O","O","X","X","X","X","X","X","X","X","X","X","X","X"]
["Auto needle enhancement","Auto Needle enhancement","V30739","自动穿刺增强",null,"-","-","-","-","-","-","-","-","-","-","-","-","-","-","-","-","-","-","-","-","-","-","-","-","-","-","-","-","-","-","-","-","-","-","-","-"]
["Support Mobile data transmission via Bluetooth and E-Mail","Support Mobile data transmission via Bluetooth and E-Mail","V30082","移动图像传输方案",null,"X","X","X","X","X","X","X","X","X","X","X","X","X","X","X","X","X","X","X","X","X","X","X","X","X","X","X","X","X","X","X","X","X","X","X","X"]
["SGC","Scanline Gain Compensation","V30107","扫描增益补偿",null,"X","X","X","X","X","X","X","X","X","X","X","X","X","X","X","X","X","X","X","X","X","X","X","X","O","O","O","O","O","O","O","O","O","O","O","O"]
["Tutorials","Tutorial","V30195","超声教学功能",null,"X","X","X","X","X","X","X","X","X","X","X","X","X","X","X","X","X","X","X","X","X","X","X","X","X","X","X","X","X","X","X","X","X","X","X","X"]
["Maximum linear probe depth display (X6Δ16L)","X6-16L_MaxDepth",null,null,null,"16cm","16cm","16cm","16cm","16cm","16cm","16cm","16cm","10cm","10cm","10cm","10cm","10cm","10cm","10cm","10cm","16cm","16cm","16cm","16cm","16cm","10cm","10cm","10cm","-","-","-","-","-","-","-","-","-","-","-","-"]
["PWV","Pulse Wave Velocity(PWV)","V30210","脉搏波定量分析",null,"Δ","Δ","Δ","Δ","Δ","Δ","Δ","Δ","Δ","Δ","Δ","Δ","Δ","Δ","Δ","Δ","Δ","Δ","Δ","Δ","Δ","Δ","Δ","Δ","O","O","O","Δ","Δ","Δ","Δ","Δ","Δ","Δ","Δ","Δ"]
["AMAS( Automatic measurement of Arterial stiffness ) ","Advanced PWV","V30354","整体动脉僵硬度自动测量系统",null,"Δ","Δ","Δ","Δ","Δ","Δ","Δ","Δ","Δ","Δ","Δ","Δ","Δ","Δ","Δ","Δ","Δ","Δ","Δ","Δ","Δ","Δ","Δ","Δ","O","O","O","Δ","Δ","Δ","Δ","Δ","Δ","Δ","Δ","Δ"]
["Stress Echo","Stress Echo","V30211","负荷成像",null,"O","O","O","O","O","O","O","O","O","O","O","O","O","O","O","O","O","O","O","O","O","O","O","O","O","O","O","O","O","O","Δ","Δ","Δ","Δ","Δ","Δ"]
["2D auto follicle","Auto Follicle","V30212","二维卵泡自动测量",null,"x","x","X","X","O","O","O","O","O","O","O","O","O","O","O","O","O","O","O","O","O","O","O","O","O","O","O","O","O","O","O","O","O","O","O","O"]
["HSG","C3DC4D(HSG)","V30215","输卵管容积造影",null,"O","O","X","X","Δ","Δ","Δ","Δ","Δ","Δ","Δ","Δ","Δ","Δ","Δ","Δ","Δ","Δ","Δ","Δ","Δ","Δ","Δ","Δ","Δ","Δ","Δ","Δ","Δ","Δ","Δ","Δ","Δ","Δ","Δ","Δ"]
["VINNO Cardiac Quantification","vCQ","V30291","辅助诊疗功能",null,"O","O","O","O","O","O","O","O","O","O","O","O","O","O","O","O","O","O","O","O","O","O","O","O","O","O","O","O","O","O","O","O","O","O","O","O"]
["Zone Imaging","ZoneImage","V30303","全御相关成像",null,"X","X","X","X","X","X","X","X","X","X","X","X","X","X","X","X","X","X","X","X","X","X","X","X","X","X","X","X","X","X","X","X","X","X","X","X"]
[" VFlow","HQFlow","V30355","高灵敏度血流",null,"X","X","X","X","X","-","-","-","-","-","-","-","-","-","-","-","-","-","-","-","-","-","-","-","X","X","X","-","-","-","-","-","-","-","-","-"]
["Strain Imaging","Strain Rate","V30356","应变成像",null,"Δ","Δ","Δ","Δ","Δ","Δ","Δ","Δ","Δ","Δ","Δ","Δ","Δ","Δ","Δ","Δ","Δ","Δ","Δ","Δ","Δ","Δ","Δ","Δ","O","O","O","O","O","O","Δ","Δ","Δ","Δ","Δ","Δ"]
["VAid (Real-time Auto Breast Lesion Detection)","AI","V30357","乳腺自动化病灶辅助检测",null,"O","O","O","Δ","Δ","Δ","Δ","Δ","Δ","Δ","Δ","Δ","Δ","Δ","Δ","Δ","Δ","Δ","Δ","Δ","Δ","Δ","Δ","Δ","O","O","O","O","O","O","O","Δ","Δ","Δ","Δ","Δ"]
["VAid Liver","AI_Liver","V30616","肝脏自动检测分析",null,"-","-","-","-","-","-","-","-","-","-","-","-","-","-","-","-","-","-","-","-","-","-","-","-","-","-","-","-","-","-","-","-","-","-","-","-"]
["VAid Thyroid","AI_Thyroid","V30617","甲状腺自动检测分析",null,"-","-","-","-","-","-","-","-","-","-","-","-","-","-","-","-","-","-","-","-","-","-","-","-","-","-","-","-","-","-","-","-","-","-","-","-"]
["Emergency","Emergency Package","V30463","急诊",null,"-","-","-","-","-","-","-","-","-","-","-","-","-","-","-","-","-","-","-","-","-","-","-","-","X","X","X","X","X","X","X","X","X","X","X","X"]
["Nephrology","Nephrology Package","V30464","肾内（血管通路）",null,"-","-","-","-","-","-","-","-","-","-","-","-","-","-","-","-","-","-","-","-","-","-","-","-","X","X","X","X","X","X","X","X","X","X","X","X"]
["ICU","ICU Package","V30465","重症",null,"-","-","-","-","-","-","-","-","-","-","-","-","-","-","-","-","-","-","-","-","-","-","-","-","X","X","X","X","X","X","X","X","X","X","X","X"]
["Anesthesia","Anesthesia Package","V30419","神经麻醉包",null,"-","-","-","-","-","-","-","-","-","-","-","-","-","-","-","-","-","-","-","-","-","-","-","-","X","X","X","X","X","X","X","X","X","X","X","X"]
["MSK","MSKPackage","V30361","肌骨",null,"X","X","X","X","X","X","X","X","X","X","X","X","X","X","X","X","X","X","X","X","X","X","X","X","X","X","X","X","X","X","X","X","X","X","X","X"]
["VAid VTI","AutoVTI","V30761","自动左室流出道时间速度积分",null,"-","-","-","-","-","-","-","-","-","-","-","-","-","-","-","-","-","-","-","-","-","-","-","-","-","-","-","-","-","-","-","-","-","-","-","-","-","-","-","-","-","-","-","-","-","-","-","-","-","-","-","-","-","-","-","-","-","-","-","-","-","-"]
["VAid IVC","AutoIVC","V30762","自动下腔静脉塌陷率",null,"-","-","-","-","-","-","-","-","-","-","-","-","-","-","-","-","-","-","-","-","-","-","-","-","-","-","-","-","-","-","-","-","-","-","-","-","-","-","-","-","-","-","-","-","-","-","-","-","-","-","-","-","-","-","-","-","-","-","-","-","-","-"]
["Auto DFR","AutoDFR","V30764","自动舒张功能",null,"-","-","-","-","-","-","-","-","-","-","-","-","-","-","-","-","-","-","-","-","-","-","-","-","-","-","-","-","-","-","-","-","-","-","-","-","-","-","-","-","-","-","-","-","-","-","-","-","-","-","-","-","-","-","-","-","-","-","-","-","-","-"]
["Auto DPF","AutoDPF","V30765","自动膈肌功能评估",null,"-","-","-","-","-","-","-","-","-","-","-","-","-","-","-","-","-","-","-","-","-","-","-","-","-","-","-","-","-","-","-","-","-","-","-","-","-","-","-","-","-","-","-","-","-","-","-","-","-","-","-","-","-","-","-","-","-","-","-","-","-","-"]
["PointOfCare","POCPackage","V30785","POC包",null,"-","-","-","-","-","-","-","-","-","-","-","-","-","-","-","-","-","-","-","-","-","-","-","-","-","-","-","-","-","-","-","-","-","-","-","-","-","-","-","-","-","-","-","-","-","-","-","-","-","-","-","-","-","-","-","-","-","-","-","-","-","-"]
["POC Work flow","PocWorkflow","V30767","POC流程工具",null,"-","-","-","-","-","-","-","-","-","-","-","-","-","-","-","-","-","-","-","-","-","-","-","-","-","-","-","-","-","-","-","-","-","-","-","-","-","-","-","-","-","-","-","-","-","-","-","-","-","-","-","-","-","-","-","-","-","-","-","-","-","-"]
["Auto B-line","AutoBline","V30763","自动B线",null,"-","-","-","-","-","-","-","-","-","-","-","-","-","-","-","-","-","-","-","-","-","-","-","-","-","-","-","-","-","-","-","-","-","-","-","-","-","-","-","-","-","-","-","-","-","-","-","-","-","-","-","-","-","-","-","-","-","-","-","-","-","-"]
["Auto Nerve","AutoNerve","V30766 ","自动神经识别",null,"-","-","-","-","-","-","-","-","-","-","-","-","-","-","-","-","-","-","-","-","-","-","-","-","-","-","-","-","-","-","-","-","-","-","-","-","-","-","-","-","-","-","-","-","-","-","-","-","-","-","-","-","-","-","-","-","-","-","-","-","-","-"]
["Auto Pleura ","AutoPleura ","V30781","胸膜自动识别",null,"-","-","-","-","-","-","-","-","-","-","-","-","-","-","-","-","-","-","-","-","-","-","-","-","-","-","-","-","-","-","-","-","-","-","-","-","-","-","-","-","-","-","-","-","-","-","-","-","-","-","-","-","-","-","-","-","-","-","-","-","-","-"]
["VReport","VReport","V30363","VReport",null,"O","O","O","O","O","O","O","O","O","O","O","O","O","O","O","O","O","O","O","O","O","O","O","O","O","O","O","O","O","O","O","O","O","O","O","O"]
["VSPORT","SPORTPackage","V30386","运动版",null,"-","-","-","-","-","-","-","-","-","-","-","-","-","-","-","-","-","-","-","-","-","-","-","-","Δ","Δ","Δ","Δ","Δ","Δ","Δ","Δ","Δ","Δ","Δ","Δ"]
["Remote Examination","Remote Examination","V30420","远程考核",null,"X","X","X","X","X","X","X","X","X","X","X","X","X","X","X","X","X","X","X","X","X","X","X","X","X","X","X","X","X","X","X","X","X","X","X","X"]
["Shear Wave Imaging(VShear)","SWEI","V30494","剪切波弹性成像(VShear)",null,"-","-","-","-","-","-","-","-","-","-","-","-","-","-","-","-","-","-","-","-","-","-","-","-","-","-","-","-","-","-","-","-","-","-","-","-"]
[" VLuminous Flow","RadiantFlow","V30495","立体血流",null,"X","X","X","X","X","X","X","X","X","X","X","X","X","X","X","X","X","X","X","X","X","X","X","X","X","X","X","X","X","X","X","X","X","X","X","X"]
["Live IMT","AutoImtInScan","V30496","实时IMT",null,"O","O","O","O","O","O","O","O","O","O","O","O","O","O","O","O","O","O","O","O","O","O","O","O","O","O","O","O","O","O","O","O","O","O","O","O"]
["VAim for OB","OB AIMeasure","V30497","VAim:产科自动测量",null,"O","O","O","O","O","O","O","O","O","O","O","O","O","O","O","O","O","O","O","O","O","O","O","O","X","X","X","O","O","O","O","O","O","O","O","O"]
["VAim for HIP","DDH AIMeasure","V30498","VAim:小儿髋关节自动测量",null,"O","O","O","O","O","O","O","O","O","O","O","O","O","O","O","O","O","O","O","O","O","O","O","O","X","X","X","O","O","O","O","O","O","O","O","O"]
["VAim for Follicle","Follicle AIMeasure","V30499","VAim:卵泡自动测量",null,"O","O","O","O","O","O","O","O","O","O","O","O","O","O","O","O","O","O","O","O","O","O","O","O","X","X","X","O","O","O","O","O","O","O","O","O"]
["VAim for Pelvic","VAS AIMeasure","V30500","VAim:盆底脱垂自动测量",null,"O","O","O","O","O","O","O","O","O","O","O","O","O","O","O","O","O","O","O","O","O","O","O","O","X","X","X","O","O","O","O","O","O","O","O","O"]
["VAim for LEVA(3D)","LEVA AIMeasure","V30501","VAim:3D盆底肛提肌裂孔自动测量",null,"O","O","O","O","O","O","O","O","O","O","O","O","O","O","O","O","O","O","O","O","O","O","O","O","X","X","X","O","O","O","O","O","O","O","O","O"]
["Customized Auto Workflow(VWork)","Auto Works","V30502","自定义工作流(VWork)",null,"X","X","X","X","X","X","X","X","X","X","X","X","X","X","X","X","X","X","X","X","X","X","X","X","X","X","X","X","X","X","X","X","X","X","X","X"]
["Auto Flow Volume","Auto Flow Volume","V30531","血流量自动测量",null,"O","O","O","O","O","O","O","O","O","O","O","O","O","O","O","O","O","O","O","O","O","O","O","O","O","O","O","O","O","O","O","O","O","O","O","O"]
["Cardiac Guide","Cardiac Guide","V30554","心脏AI导航",null,"-","-","-","-","-","-","-","-","-","-","-","-","-","-","-","-","-","-","-","-","-","-","-","-","-","-","-","O","O","O","-","-","-","-","-","-"]
["lung ai","LungAI","V30559","智能肺超",null,"-","-","-","-","-","-","-","-","-","-","-","-","-","-","-","-","-","-","-","-","-","-","-","-","Δ","Δ","Δ","Δ","Δ","Δ","Δ","Δ","Δ","Δ","Δ","Δ"]
["Tissue boost","SupportTissueBoost","V30626","组织增强 ",null,"-","-","-","-","-","-","-","-","-","-","-","-","-","-","-","-","-","-","-","-","-","-","-","-","-","-","-","-","-","-","-","-","-","-","-","-"]
["Research Access","Research Access","V30714 ","原始科研数据导出",null,"-","-","-","-","-","-","-","-","-","-","-","-","-","-","-","-","-","-","-","-","-","-","-","-","-","-","-","-","-","-","-","-","-","-","-","-"]
["Remote consultation","Remote Consultation","V30740","远程会诊",null,"-","-","-","-","-","-","-","-","-","-","-","-","-","-","-","-","-","-","-","-","-","-","-","-","-","-","-","-","-","-","-","-","-","-","-","-"]
["ECG Function","ECG","V30786","ECG 软件功能",null,"O","O","O","O","O","O","O","O","O","O","O","O","O","O","O","O","O","O","O","O","O","O","O","O","O","O","O","O","O","O","O","O","O","O","O","O"]
["DICOM export and storage, printer, worklist","DICOM export and storage, printer, worklist","V30038","DICOM3.0基础功能（导出与存储，打印,列表）",null,"-","-","-","-","-","-","-","-","-","-","-","-","-","-","-","-","-","-","-","-","-","-","-","-","-","-","-","-","-","-","-","-","-","-","-","-"]
["DICOM export and storage, ","DicomStoragePackage","V30359","DICOM3.0基础功能",null,"X","X","X","X","O","O","O","O","O","O","O","O","O","O","O","O","O","O","O","O","O","O","O","O","O","O","O","O","O","O","O","O","O","O","O","O"]
["DICOM printer/ worklist","DicomNetworkPackage","V30360","DICOM3.0接口",null,"O","O","O","O","O","O","O","O","O","O","O","O","O","O","O","O","O","O","O","O","O","O","O","O","O","O","O","O","O","O","O","O","O","O","O","O"]
["Transfer image to FTP server","Transfer image to FTP server","V30087","传输影像至FTP服务器",null,"Δ","Δ","Δ","Δ","Δ","Δ","Δ","Δ","Δ","Δ","Δ","Δ","Δ","Δ","Δ","Δ","Δ","Δ","Δ","Δ","Δ","Δ","Δ","Δ","Δ","Δ","Δ","Δ","Δ","Δ","Δ","Δ","Δ","Δ","Δ","Δ"]
["RF data export","RF data export","V30088","RF元数据导出",null,"Δ","Δ","Δ","Δ","Δ","Δ","Δ","Δ","Δ","Δ","Δ","Δ","Δ","Δ","Δ","Δ","Δ","Δ","Δ","Δ","Δ","Δ","Δ","Δ","Δ","Δ","Δ","Δ","Δ","Δ","Δ","Δ","Δ","Δ","Δ","Δ"]
["vCloud interface","vCloud","V30173","远程传输接口",null,"X","X","X","X","X","X","X","X","X","X","X","X","X","X","X","X","X","X","X","X","X","X","X","X","X","X","X","X","X","X","X","X","X","X","X","X"]
[]
["3D/4D Imaging Features"]
["3D imaging","3D imaging","V30135","三维成像",null,"X","X","X","X","X","X","X","X","X","X","X","X","X","X","X","X","X","X","X","X","X","X","-","X","O","O","O","O","O","O","O","O","O","O","O","O"]
["Real-time grayscale 4D","Real-time grayscale 4D","V30066","实时灰阶四维",null,"X","X","X","X","X","X","X","X","X","X","X","X","X","X","X","X","X","X","X","X","X","X","X","X","O","O","O","O","O","O","O","O","O","O","O","O"]
["4D Volume/sec (65 angle)",null,null,"四维帧频"]
["Tomographic display (Mcut)","Tomographic display (Mcut)","V30067","超声断层成像",null,"O","O","X","X","O","O","O","O","O","O","O","X","X","X","X","X","O ","O ","O ","O ","O ","O","O","O","O","O","O","O","O","O","O","O","O","O","O","O"]
["Rendering algorithms",null,null,"渲染方式"]
["- maximum, minimum, XΔRay",null,null," 最大、最小、X光显影模式",null,"X","X","X","X","X","X","X","X","X","X","X","X","X","X","X","X","X","X","X","X","X","X","X","X","X","X","X","X","X","X","X","X","X","X","X","X"]
["- surface, smooth",null,null,"表面模式、平滑模式",null,"X","X","X","X","X","X","X","X","X","X","X","X","X","X","X","X","X","X","X","X","X","X","X","X","X","X","X","X","X","X","X","X","X","X","X","X"]
["Parameter adjustable after freeze",{"$nulls":4},"X","X","X","X","X","X","X","X","X","X","X","X","X","X","X","X","X","X","X","X","X","X","X","X","X","X","X","X","X","X","X","X","X","X","X","X"]
["HQ (High Quality) 3D/4D","HQ3D&HQ4D","V30035","羊膜腔镜成像技术",null,"O","O","O","O","Δ","Δ","Δ","Δ","Δ","Δ","Δ","O ","O ","O ","O ","O ","Δ","Δ","Δ","Δ","Δ","Δ","Δ","Δ","O","O","O","O","O","O","O","O","O","O","O","O"]
["Spatio Temporal Image Correlation (STIC)",null,"V30037","时间空间相关成像",null,"O","O","O","O","Δ","Δ","Δ","Δ","Δ","Δ","Δ","Δ","Δ","Δ","Δ","Δ","Δ","-","-","Δ","Δ","Δ","Δ","Δ","O","O","#","O","O","#","#","Δ","Δ","Δ","Δ","#"]
["Spatio Temporal Image Correlation (STIC)","Spatio Temporal Image Correlation (STIC)","V30787","时间空间相关成像",null,"Δ","Δ","Δ","Δ","Δ","Δ","Δ","Δ","Δ","Δ","Δ","Δ","Δ","Δ","Δ","Δ","Δ","-","-","Δ","Δ","Δ","Δ","Δ","Δ","Δ","#","Δ","Δ","#","#","Δ","Δ","Δ","Δ","#"]
["Auto NT","Auto NT","V30040","自动颈项透明层测量",null,"O","O","X","X","O","O","O","O","Δ","Δ","Δ","O ","O ","O ","O ","O ","O","O","O","O","O","Δ","Δ","Δ","O","O","O","O","O","O","O","O","O","O","O","O"]
["Auto IT measure","Auto IT","V30503","自动IT(颅内透明层)测量",null,"O","O","X","X","O","O","O","O","Δ","Δ","Δ","O ","O ","O ","O ","O ","O","O","O","O","O","Δ","Δ","Δ","O","O","O","O","O","O","O","O","O","O","O","O"]
["Inversion mode","Inversion mode","V30057","灰阶反转模式",null,"O","O","X","X","O","O","O","O","-","-","-","O ","O ","O ","O ","O ","O","O","O","O","O","Δ","Δ","Δ","O","O","O","O","O","O","O","O","O","O","O","O"]
["Magic cut","Magic cut","V30058","魔术刀",null,"X","X","X","X","O","O","O","O","Δ","Δ","Δ","O ","O ","O ","O ","O ","O","O","O","O","O","Δ","Δ","Δ","O","O","O","O","O","O","O","O","O","O","O","O"]
["Smart touch panel 3D/4D operation","Smart touch panel 3D/4D operation","V30059","智能三维/四维触摸屏操作模式",null,"X","X","X","X","X","X","X","X","X","X","X","X","X","X","X","X","X","X","X","X","X","X","X","X","O","O","O","O","O","O","O","O","O","O","O","O"]
["Free view","Free view","V30060","容积超声断层成像",null,"O","O","O","O","O","O","O","O","Δ","Δ","Δ","O ","O ","O ","O ","O ","O","O","O","O","O","Δ","Δ","Δ","O","O","O","O","O","O","O","O","O","O","O","O"]
["Smart 3D Volume Calculation","Smart 3D Volume Calculation","V30177","智能三维容积计算",null,"O","O","O","O","O","O","O","O","O","O","O","O","O","O","O","O","O","O","O","O","O","O","O","O","O","O","O","O","O","O","O","O","O","O","O","O"]
["Free 3D","Free 3D","V30178","自由臂3D",null,"X","X","X","X","X","X","X","X","X","X","X","X","X","X","X","X","X","X","X","X","X","X","X","X","X","X","X","X","X","X","X","X","X","X","X","X"]
["3D auto follicle","Follicle 3D","V30213","三维卵泡自动测量",null,"O","O","O","O","O","O","O","O","O","O","O","O","O","O","O","O","O","O","O","O","O","O","O","O","O","O","O","O","O","O","O","O","O","O","O","O"]
["4D HQ Silhouette mode","HQSilhouette","V30358","HQ剪影模式",null,"O","O","O","O","Δ","Δ","Δ","Δ","Δ","Δ","Δ","Δ","Δ","Δ","Δ","Δ","Δ","Δ","Δ","Δ","Δ","Δ","Δ","Δ","O","O","O","O","O","O","O","Δ","Δ","Δ","Δ","Δ"]
["Export 3D data for 3D printer","Export 3D data for 3D printer","V30504","导出3D打印数据",null,"O","O","O","O","O","O","O","O","O","O","O","O","O","O","O","O","O","O","O","O","O","O","O","O","X","X","X","O","O","O","O","O","O","O","O","O"]
["Auto Levator Ani","Auto Levator Hiatus","V30505","3D盆底肛提肌裂孔自动测量",null,"O","O","O","O","O","O","O","O","O","O","O","O","O","O","O","O","O","O","O","O","O","O","O","O","X","X","X","O","O","O","O","O","O","O","O","O"]
["3D Smart Face","3D Smart Face","V30506","智能胎儿面部成像",null,"O","O","O","O","O","O","O","O","O","O","O","O","O","O","O","O","O","O","O","O","O","O","O","O","O","O","O","O","O","O","O","O","O","O","O","O"]
["VNavIn 3D","Endoscope3D","V30552","超声3D内视渲染技术",null,"O","O","O","O","O","O","O","-","-","-","-","-","-","-","-","-","-","-","-","-","-","-","-","-","O","O","O","O","O","O","O","-","-","-","-","-"]
["Light Lab","SupportMultiLight","V30628","Light Lab胎儿多光源渲染成像",null,"-","-","-","-","-","-","-","-","-","-","-","-","-","-","-","-","-","-","-","-","-","-","-","-","-","-","-","-","-","-","-","-","-","-","-","-"]
["Color 3D","Color 3D","V30723","三维焕流成像",null,"-","-","-","-","-","-","-","-","-","-","-","-","-","-","-","-","-","-","-","-","-","-","-","-","-","-","-","-","-","-","-","-","-","-","-","-"]
["Niche View\n","Niche 3D\n","V30439","壁龛成像",null,"X","X","X","X","X","X","X","X","X","X","X","X","X","X","X","X","X","X","X","X","X","X","X","X","X","X","X","X","X","X","X","X","X","X","X","X"]
[]
["General Specification"]
["RF platform",null,null,"RF元数据平台",null,"X","X","X","X","X","X","X","X","X","X","X","X","X","X","X","X","X","X","X","X","X","X","X","X","X","X","X","X","X","X","X","X","X","X","X","X"]
["Cineloop",null,null,"电影回放",null,"1500\"/30000 frame","1500\"/30000 frame","1500\"/30000 frame","1500\"/30000 frame","1500\"/30000 frame","1500\"/30000 frame","1500\"/30000 frame"," 1500 second"," 1500 second"," 1500 second"," 1500 second"," 1500 second"," 1500 second"," 1500 second"," 1500 second"," 1500 second"," 1500 second"," 1500 second"," 1500 second"," 1500 second"," 1500 second"," 1500 second"," 1500 second"," 1500 second"," 1000 second"," 1000 second"," 1000 second"," 1000 second"," 1000 second"," 1000 second"," 1000 second"," 1000 second"," 1000 second"," 1000 second"," 1000 second"," 1000 second"]
["M2-SSD for ORCHID",{"$nulls":4},"-","-","-","-","-","-","-","-","-","-","-","-","-","-","-","-","-","-","-","-","-","-","-","-","-","-","-","-","-","-","-","-","-","-","-","-"]
["SSD for G55/R",{"$nulls":4},"500G","500G","500G","500G","500G","500G","500G","-","-","-","-","-","-","-","-","-","-","-","-","-","-","-","-","-","-","-","-","-","-","-","-","-","-","-","-","-"]
["SSD for quick bootup(E20 系列)",{"$nulls":4},"-","-","-","-","-","-","-","250G SSD","250G SSD","250G SSD","250G SSD","250G SSD","250G SSD","250G SSD","250G SSD","250G SSD","250G SSD","250G SSD","250G SSD","250G SSD","250G SSD","250G SSD","250G SSD","250G SSD","-","-","-","-","-","-","-","-","-","-","-","-"]
["SSD for quick bootup(portable)",{"$nulls":4},"-","-","-","-","-","-","-","-","-","-","-","-","-","-","-","-","-","-","-","-","-","-","-","-","250G SSD","250G SSD","250G SSD","250G SSD","250G SSD","250G SSD","120G SSD","120G SSD","120G SSD","120G SSD","120G SSD","120G SSD"]
["Memory size",null,null,"内存",null,"8G","8G","8G","8G","8G","8G","8G","4G","4G","4G","4G","4G","4G","4G","4G","4G","4G","4G","4G","4G","4G","4G","4G","4G","4G","4G","4G","4G","4G","4G","4G","4G","4G","4G","4G","4G"]
["HDD",null,null,"硬盘",null,"O","O","O","O","O","O","O","O","O","O","O","O","O","O","O","O","O","O","O","O","O","O","O","O","-","-","-","-","-","-","-","-","-","-","-","-"]
["Monitor size",null,null,"显示器",null,"18.5“","18.5“","18.5“","18.5“","18.5“","18.5“","18.5“","18.5\"","18.5\"","21.5\"","21.5\"","18.5\"","18.5\"","21.5\"","18.5\"","21.5\"","18.5\"","18.5\"","21.5\"","21.5\"","21.5\"","18.5\"","21.5\"","18.5\"","15.6\"","15.6\"","15.6\"","15.6\"","15.6\"","15.6\"","15.6\"","15.6\"","15.6\"","15.6\"","15.6\"","15.6\""]
["Touch panel ",null,null,"触摸屏操作",null,"10\"","10\"","10\"","10\"","10\"","10\"","10\"","10.1\"","10.1\"","10.1\"","10.1\"","10.1\"","10.1\"","10.1\"","10.1\"","10.1\"","10.1\"","10.1\"","10.1\"","8\"","8\"","8\"","8\"","8\"","8\"","8\"","8\"","8\"","8\"","8\"","8\"","8\"","8\"","8\"","8\"","8\""]
["Probe port",null,null,"选配探头接口",null,"-","-","-","-","-","-","-",4,4,null,null,4,{"$nulls":4},4,{"$nulls":4},4,"-","-","-","-","-","-","-","-","-","-","-","-","-","-"]
[null,null,null,"标配探头接口",null,"3+1","3+1","3+1","3+1","3+1","3+1","3+1",3,3,4,3,3,4,3,4,3,3,4,4,4,3,3,4,3,"in the cart","in the cart","in the cart","in the cart","in the cart","in the cart","in the cart","in the cart","in the cart","in the cart","in the cart","in the cart"]
["Integrated DVDRW ",null,null,"可读写DVD",null,"X","X","X","X","X","X","X","-","-","-","-","-","-","-","-","-","-","-","-","-","-","-","-","-","-","-","-","-","-","-","-","-","-","-","-","-"]
["B/W video printer slot",null,null,"黑白打印机安装槽",null,"X","X","X","X","X","X","X","X","X","X","X","X","X","X","X","X","X","X","X","X","X","X","X","X","in the cart","in the cart","in the cart","in the cart","in the cart","in the cart","in the cart","in the cart","in the cart","in the cart","in the cart","in the cart"]
["Patient database",null,null,"病人数据",null,"X","X","X","X","X","X","X","X","X","X","X","X","X","X","X","X","X","X","X","X","X","X","X","X","X","X","X","X","X","X","X","X","X","X","X","X"]
["Quick store",null,null,"USB快速存储",null,"X","X","X","X","X","X","X","X","X","X","X","X","X","X","X","X","X","X","X","X","X","X","X","X","X","X","X","X","X","X","X","X","X","X","X","X"]
["Network storage and printing","Network Printer",null,"网络存储与网络打印",null,"X","X","X","X","X","X","X","X","X","X","X","X","X","X","X","X","X","X","X","X","X","X","X","X","X","X","X","X","X","X","X","X","X","X","X","X"]
["Auto track in PW/CW",null,null,"多普勒频谱自动包络",null,"X","X","X","X","X","X","X","X","X","X","X","X","X","X","X","X","X","X","X","X","X","X","X","X","X","X","X","X","X","X","X","X","X","X","X","X"]
["Vascular calculations",null,null,"血管测量包",null,"X","X","X","X","X","X","X","X","X","X","X","X","X","X","X","X","X","X","X","X","X","X","X","X","X","X","X","X","X","X","X","X","X","X","X","X"]
["Cardiac calculations",null,null,"心脏测量包",null,"X","X","X","X","X","X","X","X","X","X","X","X","X","X","X","X","X","X","X","X","X","X","X","X","X","X","X","X","X","X","X","X","X","X","X","X"]
["OB calculations and tables",null,null,"产科计算包及胎儿生长曲线表",null,"X","X","X","X","X","X","X","X","X","X","X","X","X","X","X","X","X","X","X","X","X","X","X","X","X","X","X","X","X","X","X","X","X","X","X","X"]
["Gynecological calculations",null,null,"妇科计算包",null,"X","X","X","X","X","X","X","X","X","X","X","X","X","X","X","X","X","X","X","X","X","X","X","X","X","X","X","X","X","X","X","X","X","X","X","X"]
["Urological calculations",null,null,"泌尿科计算包",null,"X","X","X","X","X","X","X","X","X","X","X","X","X","X","X","X","X","X","X","X","X","X","X","X","X","X","X","X","X","X","X","X","X","X","X","X"]
["Renal calculations",null,null,"肾脏计算包",null,"X","X","X","X","X","X","X","X","X","X","X","X","X","X","X","X","X","X","X","X","X","X","X","X","X","X","X","X","X","X","X","X","X","X","X","X"]
["Volume calculations",null,null,"容积计算",null,"X","X","X","X","X","X","X","X","X","X","X","X","X","X","X","X","X","X","X","X","X","X","X","X","X","X","X","X","X","X","X","X","X","X","X","X"]
["WIFI adapter for console",null,"V30558","无线适配器",null,"O","O","O","O","O","O","O","O","O","O","O","O","O","O","O","O","O","O","O","O","O","O","O","O","-","-","-","-","-","-","-","-","-","-","-","-"]
["WIFI adapter for portable",null,"V30115","便携超无线适配器",null,"-","-","-","-","-","-","-","-","-","-","-","-","-","-","-","-","-","-","-","-","-","-","-","-","O","O","O","O","O","O","O","O","O","O","O","O"]
["LAN",null,null,"网络连接",null,"X","X","X","X","X","X","X","X","X","X","X","X","X","X","X","X","X","X","X","X","X","X","X","X","X","X","X","X","X","X","X","X","X","X","X","X"]
["VGuide","EzonoNgs","V30214","微磁引导",null,"-","-","-","-","-","-","-","-","-","-","-","-","-","-","-","-","-","-","-","-","-","-","-","-","O","O","O","O","O","O","O","-","-","-","-","-"]
[]
["Ergonomics"]
["Articulating display",null,null,"自由显示臂",null,"X","X","X","X","X","X","X","X","X","X","X","X","X","X","X","X","X","X","X","X","X","X","X","X","-","-","-","-","-","-","-","-","-","-","-","-"]
["display up/down",null,null,"显示器上下升降",{"$nulls":8},"X","X","X","X","X","X","X","X","X","X","X","X","X","X","-","-","-","-","-","-","-","-","-","-","-","-","-","-","-"]
["operation panel up/down",null,null,"操作平台上下移动",null,"X","X","X","X","X","X","X","X","O","O","O","X","X","X","X","-","-","-","-","-","-","-","-","-","cart","cart","cart","cart","cart","cart","cart","cart","cart","cart","cart","cart"]
["operation panel Swivel",null,null,"操作平台左右移动",null,"-","-","-","-","-","-","-","-","-","-","-","-","-","-","-","-","-","-","-","-","-","-","-","-","-","-","-","-","-","-","-","-","-","-","-","-"]
["Operation panel FrontΔback adjustment",null,null,"操作平台前后移动",null,"-","-","-","-","-","-","-","-","-","-","-","-","-","-","-","-","-","-","-","-","-","-","-","-","-","-","-","-","-","-","-","-","-","-","-","-"]
["Touch Screen angle adjust",null,null,"触摸屏角度可调",null,"-","-","-","-","-","-","-","-","-","-","-","-","-","-","-","-","-","-","-","-","-","-","-","-","-","-","-","-","-","-","-","-","-","-","-","-"]
["Gel warmer",null,null,"耦合剂加温器",null,"-","-","-","-","-","-","-","-","-","-","-","-","-","-","-","-","-","-","-","-","-","-","-","-","O as separate peripheral","O as separate peripheral","O as separate peripheral","O as separated peripheral","O as separated peripheral","O as separated peripheral","O as separate peripheral","O as separate peripheral","O as separate peripheral","O as separate peripheral","O as separate peripheral","O as separate peripheral"]
["内置电池",{"$nulls":4},"-","-","-","-","-","-","-","-","-","-","-","-","-","-","-","-","-","-","-","-","-","-","-","-","-","-","-","-","-","-","-","-","-","-","-","-"]
["Foot rest",null,null,"踏脚装置",null,"-","-","-","-","-","-","-","-","-","-","-","-","-","-","-","-","-","-","-","-","-","-","-","-","-","-","-","-","-","-","-","-","-","-","-","-"]
["Foot switch",null,null,"集成式脚踏开关",null,"-","-","-","-","-","-","-","-","-","-","-","-","-","-","-","-","-","-","-","-","-","-","-","-","-","-","-","-","-","-","-","-","-","-","-","-"]
["USB single button foot switch software",null,null,"USB单踏脚踏开关(需另外购买开关）",null,"-","-","-","-","-","-","-","O","O","O","O","O","O","O","O","O","O","O","O","O","O","O","O","O","-","-","-","-","-","-","-","-","-","-","-","-"]
["USB double button foot switch software",null,null,"USB双踏脚踏开关(需另外购买开关）",null,"O","O","O","O","O","O","O","-","-","-","-","-","-","-","-","-","-","-","-","-","-","-","-","-","O","O","O","O","O","O","O","O","O","O","O","O"]
["USB video acquisition card for video output",null,null,"中安USB视频采集卡（US2000视频采集盒）",null,"O","O","O","O","O","O","O","O","O","O","O","O","O","O","O","O","O","O","O","O","O","O","O","O","O","O","O","O","O","O","O","O","O","O","O","O"]
["battery discharge time",{"$nulls":4},"-","-","-","-","-","-","-","-","-","-","-","-","-","-","-","-","-","-","-","-","-","-","-","-","1 hour","1 hour","1 hour","1 hour","1 hour","1 hour","1 hour","1 hour","1 hour","1 hour","1 hour","1 hour"]
["battery charge time(fast/normal)",{"$nulls":4},"-","-","-","-","-","-","-","-","-","-","-","-","-","-","-","-","-","-","-","-","-","-","-","-","2.5h/4h","2.5h/4h","2.5h/4h","2.5h/4h","2.5h/4h","2.5h/4h","2.5h/4h","2.5h/4h","2.5h/4h","2.5h/4h","2.5h/4h","2.5h/4h"]
["battery package/UPS",{"$nulls":4},"-","-","-","-","-","-","-","-","-","-","-","-","-","-","-","-","-","-","-","-","-","-","-","-","in the cart, O","in the cart, O","in the cart, O","in the cart, O","in the cart, O","in the cart, O","in the cart, O","in the cart, O","in the cart, O","in the cart, O","in the cart, O","in the cart, O"]
["OR键盘托架组件",null,"V30510",null,null,"-","-","-","-","-","-","-","-","-","-","-","-","-","-","-","-","-","-","-","-","-","-","-","-","-","-","-","-","-","-","-","-","-","-","-","-"]
["新键盘托架组件（除60和86系列的其它大机器和CART-F/S/L）",null,"V30566",null,null,"O","O","O","O","O","O","O","O","O","O","O","O","O","O","O","O","O","O","O","O","O","O","O","O","O","O","O","O","O","O","O","O","O","O","O","O"]
["ECG for 55/35系列",null,"V30517/V30516","心电图（2000213/2000038）",null,"O","O","O","O","O","O","O","-","-","-","-","-","-","-","-","-","-","-","-","-","-","-","-","-","-","-","-","-","-","-","-","-","-","-","-","-"]
["ECG for portable",null,"V30163/V30116","心电图（1000329/1000379）",null,"-","-","-","-","-","-","-","-","-","-","-","-","-","-","-","-","-","-","-","-","-","-","-","-","-","O","O","O","O","O","O","O","O","O","O","O"]
["CAMPH_ECG组件（V10 series）",null,"V30684/V30704","心电图（1001120/1001277）",null,"-","-","-","-","-","-","-","-","-","-","-","-","-","-","-","-","-","-","-","-","-","-","-","-","-","-","-","-","-","-","-","-","-","-","-","-",{"$nulls":7},"O"]
["ECG for E20",null,"V30528/V30529","心电图（1000360-2/1000761-2）",null,"-","-","-","-","-","-","-","-","-","-","-","-","-","-","-","-","-","-","-","-","-","-","-","-","-","-","-","-","-","-","-","-","-","-","-","-"]
["外置导声胶加热器",null,"V10047","外置导声胶加热器",null,"O","O","O","O","O","O","O","O","O","O","O","O","O","O","O","O","O","O","O","O","O","O","O","O","O","O","O","O","O","O","O","O","O","O","O","O"]
["空化探头支架",null,"V30311",null,null,"-","-","-","-","-","-","-","-","-","-","-","-","-","-","-","-","-","-","-","-","-","-","-","-","-","-","-","-","-","-","-","-","-","-","-","-"]
["USB audio adapter",null,"V30341","USB 外置声卡 海备思HAGIBIS",null,"-","-","-","-","-","-","-","Δ","Δ","Δ","Δ","Δ","Δ","Δ","Δ","Δ","Δ","Δ","Δ","Δ","Δ","Δ","Δ","Δ","Δ","Δ","Δ","Δ","Δ","Δ","Δ","Δ","Δ","Δ","Δ","Δ"]
["E20 UPS支架套件",null,"V30365",null,null,"-","-","-","-","-","-","-","O","O","O","O","O","O","O","O","O","O","O","O","O","O","O","O","O","-","-","-","-","-","-","-","-","-","-","-","-"]
["G55 UPS支架套件",null,"V30366",null,null,"O","O","O","O","O","O","O","-","-","-","-","-","-","-","-","-","-","-","-","-","-","-","-","-","-","-","-","-","-","-","-","-","-","-","-","-"]
["DVI to HDMI cable for trolley &TOONA_50cm",null,"V30424","DVI转HDMI视频输出线-50cm",null,"-","-","-","-","-","-","-","-","-","-","-","-","-","-","-","-","-","-","-","-","-","-","-","-","-","-","-","-","-","-","-","-","-","-","-","-"]
["HDMI port adapter ",null,"V30425","DVI转HDMI转接头",null,"X","X","X","X","X","X","X","X","X","X","X","X","X","X","X","X","X","X","X","X","X","X","X","X","-","-","-","-","-","-","-","-","-","-","-","-"]
[]
["I/O and peripherals"]
["Portable keyboard dust film(Minimum package quantity 10pcs,10pcs/Bag)","Portable keyboard dust film","V30422","portable键盘防尘膜",null,"-","-","-","-","-","-","-","-","-","-","-","-","-","-","-","-","-","-","-","-","-","-","-","-","X","X","X","X","X","X","X","X","X","X","X","X"]
["Bluetooth adapter","Bluetooth adapter","V30082","蓝牙适配器",null,"O","O","O","O","O","O","O","O","O","O","O","O","O","O","O","O","O","O","O","O","O","O","O","O","O","O","O","O","O","O","O","O","O","O","O","O"]
["USB DVDRW ",{"$nulls":11},"O","O","O","O","O","O","O","O","O","O","O","O","O","O","O","O","O","O","O","O","O","O","O","O","O","O","O","O","O"]
["USB port",{"$nulls":28},"2 USB3.0","2 USB3.0","2 USB3.0"]
["Display Port",{"$nulls":28},"X","X","X","X","X","X","X","X","X","X","X","X"]
["Simple CART",null,"V30521","CART-S",{"$nulls":25},"-","O","O","O","O","O","O","O","O","O","O","O"]
["Simple CART",null,"V10855","CART-S新",{"$nulls":25},"O","O","O","O","O","O","O","O","O","O","O","O"]
["Simple CART",null,"V10303","CART-L新",{"$nulls":25},"O","O","O","O","O","O","O","O","O","O","O","O"]
["2 extended probe ports",{"$nulls":28},"O","O","O","O","O","O","O","O","O","O","O","O"]
["3 extended probe ports",{"$nulls":28},"O","O","O","O","O","O","O","O","O","O","O","O"]
["3 probe holder",{"$nulls":28},"X","X","X","X","X","X","X","X","X","X","X","X"]
["Cart with battery and 3 probe ports",null,"V30519","带三口探头箱电池包推车  CART-F",{"$nulls":25},"-","O","O","O","O","O","O","O","O","O","O","O"]
["Cart with battery and 3 probe ports",null,"V10853","CART-F新",{"$nulls":25},"O","O","O","O","O","O","O","O","O","O","O","O"]
["USB B/W graphic printer slot",{"$nulls":28},"X","X","X","X","X","X","X","X","X","X","X","X"]
["S-video port, DVI port, VGA port ",null,"V30206",{"$nulls":26},"X","X","X","X","X","X","X","X","X","X","X","X"]
[]
[" 4 USB ports",{"$nulls":28},"O","O","O","O","O","O","O","O","O","O","O","O"]
["Power suit ",{"$nulls":28},"O","O","O","O","O","O","O","O","O","O","O","O"]
["locking mechanism",{"$nulls":28},"X","X","X","X","X","X","X","X","X","X","X","X"]
["Up/down mechanism (>150mm)",{"$nulls":28},"X","X","X","X","X","X","X","X","X","X","X","X"]
["Battery pack (>4 hours working time)",{"$nulls":28},"O","O","O","O","O","O","O","O","O","O","O","O"]
["portable独立包装电池",null,"V30148",{"$nulls":26},"-","O","O","O","O","O","O","O","O","O","O","O"]
["V9BAT",null," V30709 ",{"$nulls":26},"O"]
["CART 电池包组件",null,"V30155",{"$nulls":26},"O","O","O","O","O","O","O","O","O","O","O","O"]
["CART电源面板组件",null,"V30156",{"$nulls":26},"O","O","O","O","O","O","O","O","O","O","O","O"]
["CART视频转换输出组件（停用）",null,"V30208",{"$nulls":26},"O","O","O","O","O","O","O","O","O","O","O","O"]
["CART USB HUB组件",null,"V30158",{"$nulls":26},"O","O","O","O","O","O","O","O","O","O","O","O"]
["portable 箱包组件",null,"V30147",{"$nulls":26},"O","O","O","O","O","O","O","O","O","O","O","O"]
["Two probe ports box ",null,"V30153",{"$nulls":26},"O","O","O","O","O","O","O","O","O","O","O","O"]
["Three probe ports box ",null,"V30152",{"$nulls":26},"O","O","O","O","O","O","O","O","O","O","O","O"]
[]
[]
["Probes","Product-ProbeSpecification","Δ：Optional（注册了但是不想卖）\n#：    Additional(未注册)\n-/tt:   Hidden(工程上或者市场不开放)\nO:     Standard(停售了)\nX:     Standard","成品探头IPN\n（选型系统）","裸探头IPN\n（标签上IPN）"]
["S1-8C(192)","S1-8C","V20020",1000182,1000142,"-","-","-","-","-","-","-","-","-","-","-","-","-","-","-","-","-","-","-","-","-","-","-","-","-","-","-","-","-","-","-","-","-","-","-","-"]
["S1-8C（192，MUX）","S1-8CM","V20054",1000992,1000991,"-","-","-","-","-","-","-","-","-","-","-","-","-","-","-","-","-","-","-","-","-","-","-","-","-","-","-","-","-","-","-","-","-","-","-","-"]
["S2-9C(128)","S2-9CE","V20036",1000274,1000241,"X","X","-","-","X","-","-","-","-","-","-","-","-","-","-","-","-","-","-","-","-","-","-","-","X","X","X","X","X","X","X","X","X","X","X","X"]
["S1-9C","S1-9C","V20059",1000409,1000408,"-","-","-","-","-","-","-","-","-","-","-","-","-","-","-","-","-","-","-","-","-","-","-","-","-","-","-","-","-","-","-","-","-","-","-","-"]
["X2-6C(192, mux)","X2-6C","V20002",1000164,1000043,"#","#","#","#","#","#","#","#","#","#","#","-","-","-","-","-","-","-","-","-","-","-","-","-","#","#","#","#","#","#","#","-","-","-","-","-"]
["G2-5C(128)","G2-5C","V20001",1000163,1000039,"X","X","X","X","X","X","X","Δ","Δ","Δ","Δ","Δ","Δ","Δ","Δ","Δ","Δ","Δ","Δ","-","-","Δ","-","-","X","X","X","X","X","X","X","X","X","X","X","X"]
["F2-5C(128)","F2-5C","V20015",1000177,1000067,"X","X","X","X","X","X","X","X","X","X","X","X","X","X","X","X","X","X","X","X","X","X","X","X","X","X","X","X","X","X","X","X","X","X","X","X"]
["F2-5CE停售","F2-5CE","V20021",1000272,1000239,"#","#","#","#","#","#","#","#","#","#","#","#","#","#","#","#","#","#","#","#","#","#","#","#","X","X","X","X","X","X","X","X","X","X","X","X"]
["F2-5C","F2-5CP","V20063",1000530,1000529,"Δ","Δ","Δ","Δ","X","X","X","X","X","X","X","X","X","X","X","X","X","X","X","X","X","X","X","X","X","X","X","X","X","X","X","X","X","X","X","X"]
["B2-6C(128)","B2-6C","V20037",1000481,1000480,"Δ","Δ","Δ","Δ","Δ","Δ","Δ","#","#","#","#","#","#","#","#","#","#","#","#","#","#","#","#","#","Δ","Δ","Δ","Δ","Δ","Δ","Δ","-","-","-","-","-"]
["D2-6C（128）","D2-6C","V20065",1000946,1000945,"-","-","-","-","-","-","-","-","-","-","-","-","-","-","-","-","-","-","-","-","-","-","-","-","-","-","-","-","-","-","-","-","-","-","-","-"]
["D2-7C","D2-7C",null,1000894,1000893,"-","-","-","-","-","-","-","-","-","-","-","-","-","-","-","-","-","-","-","-","-","-","-","-","-","-","-","-","-","-","-","-","-","-","-","-"]
["D3-6C(128)停售","D3-6C","V20003",1000165,1000046,"X","X","X","X","X","X","X","X","X","X","X","X","X","X","X","X","X","X","X","X","X","X","X","X","X","X","X","X","X","X","X","X","X","X","X","X"]
["D3-6C(128)","D3-6CM","V20066",1001062,1001061,"X","X","X","X","X","X","X","X","X","X","X","X","X","X","X","X","X","X","X","X","X","X","X","X","X","X","X","X","X","X","X","X","X","X","X","X"]
["D3-6CX(128)停售","D3-6CX","V20004",1000166,1000065,"X","X","X","X","X","X","X","#","#","#","#","#","#","#","#","#","#","#","#","#","#","#","#","#","X","X","#","X","X","X","X","X","X","X","X","X"]
["D3-6CX(128)停售","D3-6CY","V20004",1000502,1000501,"-","-","-","-","X","X","X","#","#","#","#","#","#","#","#","#","#","#","#","#","#","#","#","#","X","X","#","X","X","X","X","X","X","X","X","X"]
["D3-6CP","D3-6CP",null,1000426,1000425,"-","-","-","-","-","-","-","-","-","-","-","-","-","-","-","-","-","-","-","-","-","-","-","-","-","-","-","-","-","-","-","-","-","-","-","-"]
["D3-6CE","D3-6CE","V20027",1000271,1000238,"#","-","-","-","#","#","#","#","#","#","#","#","#","#","#","#","#","#","#","#","#","#","#","#","-","-","-","-","-","-","-","-","-","-","-","-"]
["G4-9E(128)停售","G4-9E","V20005",1000167,1000041,"#","#","#","#","#","#","#","X","X","X","X","X","X","X","X","X","X","X","X","X","X","X","X","X","X","X","X","X","X","X","X","-","-","-","-","-"]
["G4-9E(128)","G4-9EP","V20005",1000313,1000311,"#","#","#","#","#","#","#","X","X","X","X","X","X","X","X","X","X","X","X","X","X","X","X","X","X","X","X","X","X","X","X","X","X","X","X","X"]
["G4-9E(192, mux)停售","G4-9ES",null,1000407,1000405,"#","#","#","#","#","#","#","X","X","X","X","-","-","-","-","-","-","-","-","-","-","-","-","-","X","X","X","X","X","X","X","-","-","-","-","-"]
["X4-9E(192, mux)直柄","X4-9EL","V20049",1000805,1000804,"X","X","X","X","X","X","X","-","-","-","-","-","-","-","-","-","-","-","-","-","-","-","-","-","X","X","X","X","X","X","X","-","-","-","-","-"]
["X4-9E(192, mux)","X4-9E","V20032",1000524,1000523,"X","X","X","X","X","X","X","-","-","-","-","-","-","-","-","-","-","-","-","-","-","-","-","-","X","X","X","X","X","X","X","-","-","-","-","-"]
["X4-9E(192, mux)直柄","X4-9EL2","V20049",1001388,1001388,"X","X","X","X","X","X","X","-","-","-","-","-","-","-","-","-","-","-","-","-","-","-","-","-","X","X","X","X","X","X","X","-","-","-","-","-"]
["X4-9E(192, mux)","X4-9E2","V20032",1001387,1001387,"X","X","X","X","X","X","X","-","-","-","-","-","-","-","-","-","-","-","-","-","-","-","-","-","X","X","X","X","X","X","X","-","-","-","-","-"]
["D4-9E(128)停售","D4-9E","V20006",1000168,1000049,"X","X","X","X","X","X","X","Δ","Δ","Δ","Δ","Δ","Δ","Δ","Δ","Δ","-","-","-","-","-","-","-","-","X","X","X","X","X","X","X","Δ","X","-","-","-"]
["D4-9E(148, mux)","D4-9EP","V20006",1000346,1000345,"X","X","X","X","X","X","X","Δ","Δ","Δ","Δ","-","-","-","-","-","-","-","-","-","-","-","-","-","X","X","X","X","X","X","X","-","-","-","-","-"]
["F4-9E(128)停售","F4-9E","V20016",1000178,1000068,"X","X","X","X","X","X","X","X","X","X","X","X","X","X","X","X","X","X","X","X","X","X","X","X","X","X","X","X","X","X","X","X","X","X","X","X"]
["F4-9E(128)","F4-9ES","V20033",1000432,1000431,"X","X","X","X","X","X","X","X","X","X","X","X","X","X","X","X","X","X","X","X","X","X","X","X","X","X","X","X","X","X","X","X","X","X","X","X"]
["F4-9E(128)","F4-9EV","V20064",1000784,1000783,"-","-","-","-","X","X","X","X","X","X","X","X","X","X","X","X","X","X","X","X","X","X","X","X","X","X","X","X","X","X","X","X","X","X","X","X"]
["G3-9M(128)","G3-9M","V20039",1000521,1000520,"X","X","X","X","X","X","X","#","#","#","#","#","#","#","#","#","#","#","#","#","#","#","#","#","#","#","#","#","#","#","#","#","#","#","#","#"]
["G3-9M","G3-9MV","V20068",1001380,1001380,"-","-","-","-","-","-","-","-","-","-","-","-","-","-","-","-","-","-","-","-","-","-","-","-","-","-","-","-","-","-","-","-","-","-","-","-"]
["G4-9M(128)","G4-9M","V20007",1000169,1000047,"X","X","X","X","X","X","X","X","X","X","X","X","X","X","X","X","X","X","X","X","X","X","X","X","X","X","X","X","X","X","X","X","X","X","X","X"]
["X3-10L(192)","X3-10L","V20038",1000491,1000490,"X","X","X","X","X","X","X","#","#","#","#","-","-","-","-","-","-","-","-","-","-","-","-","-","#","#","#","#","#","#","#","-","-","-","-","-"]
["X3-10L(192)","X3-10LV","V20070",1001326,1001325,"-","-","-","-","X","X","X","-","-","-","-","-","-","-","-","-","-","-","-","-","-","-","-","-","-","-","-","-","-","-","-","-","-","-","-","-"]
["X4-12L(192, mux)","X4-12L","V20008",1000170,1000042,"X","X","X","X","X","X","X","Δ","Δ","Δ","Δ","-","-","-","-","-","-","-","-","-","-","-","-","-","X","X","X","X","X","X","X","-","-","-","-","-"]
["X6-16L(192, mux)","X6-16L","V20009",1000171,1000044,"X","X","X","X","X","X","X","Δ","Δ","Δ","Δ","-","-","-","-","-","-","-","-","-","-","-","-","-","X","X","X","X","X","X","X","-","-","-","-","-"]
["X6-16L(NGS)(192, mux)","X6-16LG","V20034",1000434,1000433,"-","-","-","-","-","-","-","-","-","-","-","-","-","-","-","-","-","-","-","-","-","-","-","-","X","X","X","X","X","X","X","-","-","-","-","-"]
["U5-15L(256, mux)","U5-15L","V20010",1000172,1000045,"-","-","-","-","-","-","-","-","-","-","-","-","-","-","-","-","-","-","-","-","-","-","-","-","-","-","-","-","-","-","-","-","-","-","-","-"]
["U5-15LE(256, mux)","U5-15LE","V20011",1000173,1000101,"X","X","X","X","X","X","X","Δ","Δ","-","-","-","-","-","-","-","-","-","-","-","-","-","-","-","X","X","X","X","X","X","X","-","-","-","-","-"]
["I4-11T(128)","I4-11T","V20012",1000174,1000052,"-","-","-","-","-","-","-","#","#","#","#","#","#","#","#","#","#","#","#","#","#","#","#","#","Δ","Δ","Δ","#","Δ","Δ","#","Δ","#","#","Δ","Δ"]
["F4-12L(128)停售","F4-12L","V20017",1000179,1000069,"X","X","X","X","X","X","X","X","X","X","X","X","X","X","X","X","X","X","X","X","X","X","X","X","X","X","X","X","X","X","X","X","X","X","X","X"]
["F4-12L(128)","F4-12LV","V20058",1000742,1000741,"X","X","X","X","X","X","X","X","X","X","X","X","X","X","X","X","X","X","X","X","X","X","X","X","X","X","X","X","X","X","X","X","X","X","X","X"]
["F4-12L(128)","F4-12LV2","V20058",1001403,1001403,"X","X","X","X","X","X","X","X","X","-","-","X","X","X","-","-","X","X","X","-","-","X","X","X","X","X","X","X","X","X","X","X","X","X","X","X"]
["X10-23L (128)","X10-23L","V20022",1000276,1000249,"#","#","#","#","#","#","#","-","-","-","-","-","-","-","-","-","-","-","-","-","-","-","-","-","#","#","#","#","#","#","#","-","-","-","-","-"]
["X9-22L (192, mux)","X9-22L","V20023",1000273,1000240,"X","#","X","-","X","-","X","#","#","#","#","-","-","-","-","-","-","-","-","-","-","-","-","-","X","X","X","X","X","X","X","-","-","-","-","-"]
["I7-18L (Hock stick,128)","I7-18L","V20024",1000277,1000250,"#","#","#","#","#","#","#","#","#","#","#","#","#","#","#","#","#","#","#","#","#","#","#","#","X","X","X","X","X","X","X","X","-","X","X","-"]
["G1-4P(64)停售","G1-4P","V20013",1000175,1000040,"X","X","X","X","X","X","X","X","X","X","X","X","X","X","X","X","X","X","X","X","X","X","X","X","X","X","X","X","X","X","X","-","-","-","-","-"]
["G1-4P(64)停售","G1-4PS","V20013",1000381,1000375,"X","X","X","X","X","X","X","X","X","X","X","X","X","X","X","X","X","X","X","X","X","X","X","X","X","X","X","X","X","X","X","-","-","-","-","-"]
["G1-4P(64)停售","G1-4PX","V20013",1000406,1000404,"X","X","X","X","X","X","X","X","X","X","X","X","X","X","X","X","X","X","X","X","X","X","X","X","X","X","X","X","X","X","X","X","X","X","X","X"]
["G1-4P（64）","G1-4PV","V20052",1000744,1000743,"X","X","X","X","X","X","X","X","X","X","X","X","X","X","X","X","X","X","X","X","X","X","X","X","X","X","X","X","X","X","X","X","X","X","X","X"]
["S1-6P(64)停售","S1-6P","V20014",1000176,1000066,"-","-","-","-","-","-","-","-","-","-","-","-","-","-","-","-","-","-","-","-","-","-","-","-","-","-","-","-","-","-","-","-","-","-","-","-"]
["S1-6PS(64) （非CE国家）","S1-6PS","V20056",1001012,1001011,"-","-","-","-","-","-","-","-","-","-","-","-","-","-","-","-","-","-","-","-","-","-","-","-","-","-","-","-","-","-","-","-","-","-","-","-"]
["S1-6P(96)","S1-6PX","V20048",1000275,1000242,"X","X","X","X","-","-","-","-","-","-","-","-","-","-","-","-","-","-","-","-","-","-","-","-","X","X","X","-","-","-","-","-","-","-","-","-"]
["S1-6P","S1-6PV","V20061",1001206,1001080,"-","-","-","-","-","-","-","-","-","-","-","-","-","-","-","-","-","-","-","-","-","-","-","-","-","-","-","-","-","-","-","-","-","-","-","-"]
["G4-12LV(兽用经直肠探头,128)","G4-12LV","V20026",1000344,1000343,"-","-","-","-","-","-","-","-","-","-","-","-","-","-","-","-","-","-","-","-","-","-","-","-","-","-","-","-","-","-","-","-","-","-","-","-"]
["G3-10P(儿童心脏探头,64)","G3-10P","V20025",1000337,1000336,"-","-","-","-","#","#","#","#","#","#","#","#","#","#","#","#","#","#","#","#","#","#","#","#","-","-","-","X","X","X","X","X","X","X","X","X"]
["G3-10PX(儿童心脏探头,96)","G3-10PX","V20031",1000372,1000371,"#","#","-","#","-","-","-","-","-","-","-","-","-","-","-","-","-","-","-","-","-","-","-","-","X","X","X","-","-","-","-","-","-","-","-","-",null,"-"]
["G3-8M(128)停售","G3-8M","V20028",1000390,1000376,"-","-","-","-","-","-","-","-","-","-","-","-","-","-","-","-","-","-","-","-","-","-","-","-","#","Δ","Δ","#","#","Δ","#","Δ","Δ","#","Δ","Δ"]
["G4-12P","G4-12PX","V20060",1001147,1001146,"-","-","-","-","-","-","-","-","-","-","-","-","-","-","-","-","-","-","-","-","-","-","-","-","-","-","-","-","-","-","-","-","-","-","-","-"]
["G4-12P(96)停产","G4-12P","V20035",1000500,1000499,"-","-","-","-","-","-","-","-","-","-","-","-","-","-","-","-","-","-","-","-","-","-","-","-","-","-","-","-","-","-","-","-","-","-","-","-"]
["BP4-9","BP4-9C","V20053",1000438,1000437,"X","X","X","X","Δ","Δ","Δ","-","-","-","-","-","-","-","-","-","-","-","-","-","-","-","-","-","-","#","-","-","#","-","-","-","-","-","-","-"]
["G1-3R","G1-3R","V20071",1000752,1000751,"-","-","-","-","-","-","-","-","-","-","-","-","-","-","-","-","-","-","-","-","-","-","-","-","-","-","-","-","-","-","-","-","-","-","-","-"]
["E3-8T","E3-8T","V20057",1000734,1000733,"-","-","-","-","-","-","-","-","-","-","-","-","-","-","-","-","-","-","-","-","-","-","-","-","-","-","-","-","-","-","-","-","-","-","-","-"]
[]
["Biopsy guide",null,null,"IPN"]
["Biopsy guide S1-8C","可重复使用，适用于S1-8C，S1-8CM","V30143",3100128,null,"-","-","-","-","-","-","-","-","-","-","-","-","-","-","-","-","-","-","-","-","-","-","-","-","-","-","-","-","-","-","-","-","-","-","-","-"]
["Biopsy guide G2-5C","可重复使用","V30026",3100102,null,"X","X","X","X","X","X","X","Δ","Δ","Δ","Δ","Δ","Δ","Δ","Δ","Δ","Δ","Δ","Δ","Δ","Δ","Δ","-","-","X","X","X","X","X","X","X","X","X","X","X","X"]
["Biopsy guide F2-5C","可重复使用，适用于F2-5C，F2-5CE，A2-5C","V30141",3100096,null,"X","X","X","X","X","X","X","X","X","X","X","X","X","X","X","X","X","X","X","X","X","X","X","X","X","X","X","X","X","X","X","X","X","X","X","X"]
["Biopsy guide G4-9E Steel","可重复使用","V30030",3100101,null,"X","X","X","X","X","X","X","X","X","X","X","X","X","X","X","X","X","X","X","X","X","X","X","X","X","X","X","X","X","X","X","X","X","X","-","-"]
["Biopsy guide G4-9E Steel 21G","可重复使用","V30217",3100211,null,"X","X","X","X","X","X","X","X","X","X","X","X","X","X","X","X","X","X","X","X","X","X","X","X","X","X","X","X","X","X","X","X","X","X","-","-"]
["Biopsy guide G4-9E Steel 14G","可重复使用","V30362",3100250,null,"X","X","X","X","X","X","X","X","X","X","X","X","X","X","X","X","X","X","X","X","X","X","X","X","X","X","X","X","X","X","X","X","X","X","-","-"]
["Biopsy guide G4-9E Steel 17G","可重复使用","V30768",3100545,null,"X","X","X","X","X","X","X","X","X","X","X","X","X","X","X","X","X","X","X","X","X","X","X","X","X","X","X","X","X","X","X","X","X","X","-","-"]
["Biopsy guide F4-9E","可重复使用，适用于F4-9E,A4-9E","V30205",3100188,null,"X","X","X","X","X","X","X","X","X","X","X","X","X","X","X","X","X","X","X","X","X","X","X","X","X","X","X","X","X","X","X","X","X","X","X","X"]
["Biopsy guide X6-16L","可重复使用","V30028",3100093,null,"X","X","X","X","X","X","X","Δ","Δ","Δ","Δ","-","-","-","-","-","-","-","-","-","-","-","-","-","X","X","X","X","X","X","X","-","-","-","-","-"]
["Biopsy guide X4-12L","可重复使用","V30118",3100092,null,"X","X","X","X","X","X","X","Δ","Δ","Δ","Δ","-","-","-","-","-","-","-","-","-","-","-","-","-","X","X","X","X","X","X","X","-","-","-","-","-"]
["Biopsy guide F4-12L","可重复使用,适用于F4-12L，F4-12LV,A4-12L","V30142",3100130,null,"X","X","X","X","X","X","X","X","X","X","X","X","X","X","X","X","X","X","X","X","X","X","X","X","X","X","X","X","X","X","X","X","X","X","X","X"]
["Biopsy guide G1-4P","可重复使用，适用于G1-4P，A1-4P，G1-4PV","V30119",3100095,null,"X","X","X","X","X","X","X","X","X","X","X","X","X","X","X","X","X","X","X","X","X","X","X","X","X","X","X","X","X","X","X","X","X","X","X","X"]
["Biopsy guide S1-6P","可重复使用，适用于S1-6P，S1-6PS","V30120",3100094,null,"X","X","X","X","-","-","-","-","-","-","-","-","-","-","-","-","-","-","-","-","-","-","-","-","X","X","X","-","-","-","-","-","-","-","-","-"]
["Biopsy guide BP4-9","可重复使用","V30523",3100392,null,"X","X","X","X","#","#","#","-","-","-","-","-","-","-","-","-","-","-","-","-","-","-","-","-","-","#","-","-","#","-","-","-","-","-","-","-"]
["Biopsy guide X4-9E","可重复使用，适用于X4-9E,A4-9EV,F4-9EV","V30522",3100384,null,"X","X","X","X","X","X","X","-","-","-","-","-","-","-","-","-","-","-","-","-","-","-","-","-","X","X","X","X","X","X","X","-","-","-","-","-"]
["Biopsy guide S1-6PX","可重复使用","V30653",3100438,null,"X","X","X","X","-","-","-","-","-","-","-","-","-","-","-","-","-","-","-","-","-","-","-","-","X","X","X","-","-","-","-","-","-","-","-","-"]
["Biopsy guide X2-6C","可重复使用","V30654",3100454,null,"#","#","#","#","#","#","#","#","#","#","#","-","-","-","-","-","-","-","-","-","-","-","-","-","#","#","#","#","#","#","#","-","-","-","-","-"]
["Biopsy guide S2-9C","可重复使用","V30769","3100473",null,"X","X","-","-","X","-","-","-","-","-","-","-","-","-","-","-","-","-","-","-","-","-","-","-","X","X","X","X","X","X","X","X","X","X","X","X"]
["一次性穿刺架，LEAPMED LPESE123","-","T10004",3100243,null,"-","-","-","-","-","-","-","-","-","-","-","-","-","-","-","-","-","-","-","-","-","-","-","-","-","-","-","-","-","-","-","-","-","-","-","-"]
["Biopsy guide S1-6PV","可重复使用","V30824",3100668,null,"-","-","-","-","-","-","-","-","-","-","-","-","-","-","-","-","-","-","-","-","-","-","-","-","-","-","-","-","-","-","-","-","-","-","-","-"]

{"sheet":"China定制机","index":9,"n_rows":319,"n_cols":108,"rows_kept":319,"cut":false,"hidden":false,"merged":[[148,0,149,0],[148,2,149,2]]}
["Suitable software verison： ",{"$nulls":4},"X  代表标配","- 代表不支持","Δ支持但隐藏","# 法规未注册","O 代表选配"]
[{"$nulls":5},"血管通路","重症","急诊","肌骨","神经麻醉","血管通路","重症","急诊","肌骨","神经麻醉","血管通路","重症","急诊","肌骨","神经麻醉"]
["红底：未注册机型/不发放",null,"ProductID",null,null,"VINNO 8|VascularAccessCN","VINNO 8|ICUCN","VINNO 8|EmergencyCN","VINNO 8|MSKCN","VINNO 8|AnesthesiaCN","VINNO 6|VascularAccessCN","VINNO 6|ICUCN","VINNO 6|EmergencyCN","VINNO 6|MSKCN","VINNO 6|AnesthesiaCN","VINNO 5_2|VascularAccessCN ","VINNO 5_2|ICUCN","VINNO 5_2|EmergencyCN","VINNO 5_2|MSKCN","VINNO 5_2|AnesthesiaCN","VINNO 8|POC  ","VINNO6|POC ","VINNO5EXP|POC","VINNO3EXP|AnesthesiaCN"]
["灰底：停用",{"$nulls":19},"V10922","V10921","V10920","V10919"]
[]
[]
[{"$nulls":20},"1.15.10","1.15.10","1.15.10","1.12.47"]
[null,null,"Memo",null,null,"ARM","ARM","ARM","ARM","ARM","ARM","ARM","ARM","ARM","ARM","USB","USB","USB","USB","USB","ARM","ARM","ARM","USB"]
["Product ",null,"ProductDisplayName",null,null,"VINNO 8","VINNO 8","VINNO 8","VINNO 8","VINNO 8","VINNO 6 (GI)","VINNO 6 (GI)","VINNO 6 (GI)","VINNO 6 (GI)","VINNO 6 (GI)","VINNO 5","VINNO 5","VINNO 5","VINNO 5","VINNO 5","VINNO 8","VINNO 6","VINNO 5EXP","VINNO 3EXP"]
[" 2D Imaging Features","Product-OptionalFeatures "]
["Channel count",null,null,"物理通道",null,"128X4","128X4","128X4","128X4","128X4","64X4","64X4","64X4","64X4","64X4","48X2","48X2","48X2","48X2","48X2","128X4","64X4","64X4","48X2"]
["Frequency range",null,null,"主机频率响应",null,"25Mhz","25Mhz","25Mhz","25Mhz","25Mhz","25Mhz","25Mhz","25Mhz","25Mhz","25Mhz","25Mhz","25Mhz","25Mhz","25Mhz","25Mhz","25Mhz","25Mhz","25Mhz","25Mhz"]
["VFusion","VFusion",null,"复合超声成像",null,"X","X","X","X","X","X","X","X","X","X","X","X","X","X","X","X","X","X","X"]
["VSpeckle I ",null,null,"I型组织斑点噪声抑制 ",null,"X","X","X","X","X","X","X","X","X","X","X","X","X","X","X","X","X","X","X"]
["VSpeckle","Vspeckle1New","V30209","组织斑点噪声抑制 ",null,"X","X","X","X","X","X","X","X","X","X","X","X","X","X","X","X","X","X","X"]
["VTissue","VTissue","V30041","组织速度特征成像",null,"X","X","X","X","X","X","X","X","X","X","O","O","O","O","O","X","X","O","O"]
["Auto optimization","Auto optimization",null,"自动优化",null,"X","X","X","X","X","X","X","X","X","X","X","X","X","X","X","X","X","X","X"]
["Easy Compare","Easy Compare","V30063","记忆追踪对比技术",null,"X","X","X","X","X","X","X","X","X","X","X","X","X","X","X","X","X","X","X"]
["Duplex/Triplex 2D/Color/PW","Duplex/Triplex 2D/Color/PW","V30081","二同步/三同步图像显示",null,"X","X","X","X","X","X","X","X","X","X","X","X","X","X","X","X","X","X","X"]
["CWD","CWD","V30051","连续多普勒",null,"-","X","X","-","X","-","X","X","-","X","-","-","-","-","-","X","X","X","-"]
["CWD",null,"V30302","T-CWD套件",null,"-","-","-","-","-","-","-","-","-","-","-","X","X","-","O","-","-","-","O"]
["PWD","PW",null,"脉冲多普勒",null,"X","X","X","X","X","X","X","X","X","X","X","X","X","X","X","X","X","X","X"]
["Multi Doppler","MultiGatesPW","V30624","多门多普勒",null,"-","-","-","-","-","-","-","-","-","-","-","-","-","-","-","-","-","-","-","-","-",{"$nulls":12},"-","-","-","-","-","-","-","-","-","-","-","-","-","-","-","-","-","-","-","-","-","-","-","-","-","-","-","-","-","-","-","-","-","-","-","-","-","-","-","-","-","-","-","-","-","-","-","-","-","-","-","-","Δ","Δ","Δ","Δ","Δ","Δ","-","-","-","-","-","-","-","-","-","-","-","-"]
["RF based Zoom","ReadZoom","V30590","实时局部放大",null,"X","X","X","X","X","X","X","X","X","X","X","X","X","X","X","X","X","X","X"]
["FULL screen","FullScreen","V30310","全屏显示",null,"X","X","X","X","X","X","X","X","X","X","X","X","X","X","X","X","X","X","X"]
["Smart Touch Zoom","Smart Touch Zoom","V30175","图像触摸屏缩放操作模式",null,"Δ","Δ","Δ","Δ","Δ","Δ","Δ","Δ","Δ","Δ","Δ","Δ","Δ","Δ","Δ","Δ","Δ","Δ","Δ"]
["CFI function","CF",null,"彩色多普勒",null,"X","X","X","X","X","X","X","X","X","X","X","X","X","X","X","X","X","X","X"]
["advanced CFI","FlowNewAlgorithm",null,"高灵敏度彩色多普勒",null,"X","X","X","X","X","X","X","X","X","X","-","-","-","-","-","X","X","-","-"]
["PDI function","PDI",null,"能量多普勒",null,"X","X","X","X","X","X","X","X","X","X","X","X","X","X","X","X","X","X","X"]
["B+CF simultaneously ","B+CF simultaneously","V30064","灰阶与彩色双幅显示",null,"X","X","X","X","X","X","X","X","X","X","X","X","X","X","X","X","X","X","X"]
["CF Velocity Profile","CF Velocity Profile","V30179","血流速度分布图",null,"X","X","X","X","X","X","X","X","X","X","X","X","X","X","X","X","X","X","X"]
["TView ","TView","V30052","梯形成像",null,"X","X","X","X","X","X","X","X","X","X","X","X","X","X","X","X","X","X","X"]
["Pview","PView","V30031","宽景成像",null,"-","-","-","O","-","-","-","-","O","-","-","-","-","O","-","O","O","O","O"]
["Color M mode","Color M-mode","V30061","彩色M型",null,"-","O","O","-","O","-","O","O","-","O","-","O","O","-","O","X","X","O","O"]
["MAM (multi angle M mode)","Multi Angle M-mode with 360 degree rotation","V30021","全方位M型",null,"-","X","X","-","O","-","O","O","-","O","-","O","O","-","O","X","O","O","O"]
["Curve M Mode",null,"V30596","曲线解剖M型",null,"X","X","X","X","X","X","X","X","X","X","X","X","X","X","X","X","X","X","X"]
["Tissue Doppler (TD)","TD","V30065","组织多普勒",null,"-","X","X","-","O","-","O","O","-","O","-","O","O","-","O","X","X","O","Δ"]
["Tissue Velocity Imaging (TVI)","TVI","V30036","组织速度成像",null,"-","X","X","-","O","-","O","O","-","O","-","-","-","-","-","O","X","Δ","Δ"]
["Tissue Velocity M-mode (TVM)","Tissue Velocity M-mode (TVM)","V30039","组织速度M型",null,"-","O","O","-","O","-","O","O","-","O","-","Δ","Δ","-","Δ","O","O","Δ","Δ"]
["Tissue Power Imaging (TPI)","Tissue Power Imaging(TPI)","V30170","组织多普勒能量图",null,"-","Δ","Δ","-","Δ","-","Δ","Δ","-","Δ","-","Δ","Δ","-","Δ","Δ","Δ","Δ","Δ"]
["Auto IMT","Auto IMT","V30033","颈动脉内中膜自动测量",null,"-","O","O","-","O","-","O","O","-","O","-","O","O","-","O","X","X","O","O"]
["Auto EF","Auto EF","V30149","左心室射血分数自动测量包",null,"-","X","X","-","O","-","O","O","-","O","-","O","O","-","O","X","X","O","O"]
["Auto OB","Auto OB","V30171","产科自动测量",null,"-","-","-","-","-","-","-","-","-","-","-","-","-","-","-","X","X","X","O"]
["Auto Bladder","Auto Bladder","V30172","膀胱自动测量",null,"-","-","-","-","-","-","-","-","-","-","-","-","-","-","-","X","X","X","O"]
["Tissue/pulse inversion harmonic","Har",null,"组织/反相脉冲谐波成像",null,"X","X","X","X","X","X","X","X","X","X","X","X","X","X","X","X","X","X","X"]
["Elastic imaging","Elastic imaging","V30053","弹性成像",null,"-","-","-","O","-","-","-","-","O","-","-","-","-","O","-","O","O","Δ","Δ"]
["Contrast imaging","Contrast imaging","V30054","CBI微泡造影成像(包含PPI造影分析)",null,"-","O","O","-","-","-","O","O","-","-","-","-","-","-","-","O","O","Δ","Δ"]
["vFlash","VFlash","V30176","声动力成像",null,"-","-","-","-","-","-","-","-","-","-","-","-","-","-","-","-","-","-","-"]
["B/Color steer",null,null,"灰阶与彩色独立偏转",null,"X","X","X","X","X","X","X","X","X","X","X","X","X","X","X","X","X","X","X"]
["Needle enhancement","Needle enhancement","V30080","穿刺增强",null,"X","X","X","X","X","X","X","X","X","X","X","X","X","X","X","X","X","X","X"]
["Auto needle enhancement","Auto Needle enhancement","V30739","自动穿刺增强",null,"-","-","-","-","-","-","-","-","-","-","-","-","-","-","-","-","-","-","-"]
["Support Mobile data transmission via Bluetooth and E-Mail","Support Mobile data transmission via Bluetooth and E-Mail","V30082","移动图像传输方案",null,"X","X","X","X","X","X","X","X","X","X","X","X","X","X","X","X","X","X","X"]
["SGC","Scanline Gain Compensation","V30107","扫描增益补偿",null,"O","O","O","O","O","O","O","O","O","O","O","O","O","O","O","O","O","O","O"]
["Tutorials","Tutorial","V30195","超声教学功能",null,"-","-","-","X","-","-","-","-","X","-","-","-","-","X","-","X","X","X","X"]
["Maximum linear probe depth display (X6Δ16L)","X6-16L_MaxDepth",null,null,null,"-","-","-","-","-","-","-","-","-","-","-","-","-","-","-","-","-","-","-","-","-","-","-","-","-"]
["PWV","Pulse Wave Velocity(PWV)","V30210","脉搏波定量分析",null,"-","-","-","-","-","-","-","-","-","-","-","-","-","-","-","O","Δ","Δ","Δ"]
["AMAS( Automatic measurement of Arterial stiffness ) ","Advanced PWV","V30354","整体动脉僵硬度自动测量系统",null,"-","-","-","-","-","-","-","-","-","-","-","-","-","-","-","O","Δ","Δ","Δ"]
["Stress Echo","Stress Echo","V30211","负荷成像",null,"-","-","-","-","-","-","-","-","-","-","-","-","-","-","-","O","O","Δ","Δ"]
["2D auto follicle","Auto Follicle","V30212","二维卵泡自动测量",null,"-","-","-","-","-","-","-","-","-","-","-","-","-","-","-","O","O","O","O"]
["HSG","C3DC4D(HSG)","V30215","输卵管容积造影",null,"-","-","-","-","-","-","-","-","-","-","-","-","-","-","-","Δ","Δ","Δ","Δ"]
["VINNO Cardiac Quantification","vCQ","V30291","辅助诊疗功能",null,"-","-","-","-","-","-","-","-","-","-","-","-","-","-","-","O","O","O","O"]
["Zone Imaging","ZoneImage","V30303","全御相关成像",null,"X","X","X","X","X","X","X","X","X","X","-","-","-","-","-","X","X","X","X"]
[" VFlow","HQFlow","V30355","高灵敏度血流",null,"X","X","X","X","X","X","X","X","X","X","-","-","-","-","-","X","-","-","-"]
["Strain Imaging","Strain Rate","V30356","应变成像",null,"-","-","-","-","-","-","-","-","-","-","-","-","-","-","-","O","O","Δ","Δ"]
["VAid (Real-time Auto Breast Lesion Detection)","AI","V30357","乳腺自动化病灶辅助检测",null,"-","-","-","-","-","-","-","-","-","-","-","-","-","-","-","O","O","O","Δ"]
["VAid Liver","AI_Liver","V30616","肝脏自动检测分析",null,"-","-","-","-","-","-","-","-","-","-","-","-","-","-","-","-","-","-","-"]
["VAid Thyroid","AI_Thyroid","V30617","甲状腺自动检测分析",null,"-","-","-","-","-","-","-","-","-","-","-","-","-","-","-","-","-","-","-"]
["Emergency","Emergency Package","V30463","急诊",null,"-","-","X","-","-","-","-","X","-","-","-","-","X","-","-","-","-","-","-"]
["Nephrology","Nephrology Package","V30464","肾内（血管通路）",null,"X","-","-","-","-","X","-","-","-","-","X","-","-","-","-","-","-","-","-"]
["ICU","ICU Package","V30465","重症",null,"-","X","-","-","-","-","X","-","-","-","-","X","-","-","-","-","-","-","-"]
["Anesthesia","Anesthesia Package","V30419","神经麻醉包",null,"-","-","-","-","X","-","-","-","-","X","-","-","-","-","X","-","-","-","X"]
["MSK","MSKPackage","V30361","肌骨",null,"-","-","-","X","-","-","-","-","X","-","-","-","-","X","-","-","-","-","-"]
["VAid VTI","AutoVTI","V30761","自动左室流出道时间速度积分",null,"-","-","-","-","-","-","-","-","-","-","-","-","-","-","-","-","-","-","-","-","-","-","-","-","-","-","-","-","-","-","-","-","-","-","-","-","-","-","-","-","-","-","-","-","-","-","-","-","-","-","-","-","-","-","-","-","-","-","-","-","-","-","-","-","-","-","-","-","-","-","-","-","-","-","-","-","-","-","-","-","-","-","-","-","-","-","-","-","-","-","-","-","-","-"]
["VAid IVC","AutoIVC","V30762","自动下腔静脉塌陷率",null,"-","-","-","-","-","-","-","-","-","-","-","-","-","-","-","-","-","-","-","-","-","-","-","-","-","-","-","-","-","-","-","-","-","-","-","-","-","-","-","-","-","-","-","-","-","-","-","-","-","-","-","-","-","-","-","-","-","-","-","-","-","-","-","-","-","-","-","-","-","-","-","-","-","-","-","-","-","-","-","-","-","-","-","-","-","-","-","-","-","-","-","-","-","-"]
["Auto DFR","AutoDFR","V30764","自动舒张功能",null,"-","-","-","-","-","-","-","-","-","-","-","-","-","-","-","-","-","-","-","-","-","-","-","-","-","-","-","-","-","-","-","-","-","-","-","-","-","-","-","-","-","-","-","-","-","-","-","-","-","-","-","-","-","-","-","-","-","-","-","-","-","-","-","-","-","-","-","-","-","-","-","-","-","-","-","-","-","-","-","-","-","-","-","-","-","-","-","-","-","-","-","-","-","-"]
["Auto DPF","AutoDPF","V30765","自动膈肌功能评估",null,"-","-","-","-","-","-","-","-","-","-","-","-","-","-","-","-","-","-","-","-","-","-","-","-","-","-","-","-","-","-","-","-","-","-","-","-","-","-","-","-","-","-","-","-","-","-","-","-","-","-","-","-","-","-","-","-","-","-","-","-","-","-","-","-","-","-","-","-","-","-","-","-","-","-","-","-","-","-","-","-","-","-","-","-","-","-","-","-","-","-","-","-","-","-"]
["PointOfCare","POCPackage","V30785","POC包",null,"-","-","-","-","-","-","-","-","-","-","-","-","-","-","-","X","X","X","-","-","-","-","-","-","-","-","-","-","-","-","-","-","-","-","-","-","-","-","-","-","-","-","-","-","-","-","-","-","-","-","-","-","-","-","-","-","-","-","-","-","-","-","-","-","-","-","-","-","-","-","-","-","-","-","-","-","-","-","-","-","-","-","-","-","-","-","-","-","-","-","-","-","-","-"]
["POC Work flow","PocWorkflow","V30767","POC流程工具",null,"-","-","-","-","-","-","-","-","-","-","-","-","-","-","-","X","X","X","-","-","-","-","-","-","-","-","-","-","-","-","-","-","-","-","-","-","-","-","-","-","-","-","-","-","-","-","-","-","-","-","-","-","-","-","-","-","-","-","-","-","-","-","-","-","-","-","-","-","-","-","-","-","-","-","-","-","-","-","-","-","-","-","-","-","-","-","-","-","-","-","-","-","-","-"]
["Auto B-line","AutoBline","V30763","自动B线",null,"-","-","-","-","-","-","-","-","-","-","-","-","-","-","-","-","-","-","-","-","-","-","-","-","-","-","-","-","-","-","-","-","-","-","-","-","-","-","-","-","-","-","-","-","-","-","-","-","-","-","-","-","-","-","-","-","-","-","-","-","-","-","-","-","-","-","-","-","-","-","-","-","-","-","-","-","-","-","-","-","-","-","-","-","-","-","-","-","-","-","-","-","-","-"]
["Auto Nerve","AutoNerve","V30766 ","自动神经识别",null,"-","-","-","-","-","-","-","-","-","-","-","-","-","-","-","-","-","-","-","-","-","-","-","-","-","-","-","-","-","-","-","-","-","-","-","-","-","-","-","-","-","-","-","-","-","-","-","-","-","-","-","-","-","-","-","-","-","-","-","-","-","-","-","-","-","-","-","-","-","-","-","-","-","-","-","-","-","-","-","-","-","-","-","-","-","-","-","-","-","-","-","-","-","-"]
["Auto Pleura ","AutoPleura ","V30781","胸膜自动识别",null,"-","-","-","-","-","-","-","-","-","-","-","-","-","-","-","-","-","-","-","-","-","-","-","-","-","-","-","-","-","-","-","-","-","-","-","-","-","-","-","-","-","-","-","-","-","-","-","-","-","-","-","-","-","-","-","-","-","-","-","-","-","-","-","-","-","-","-","-","-","-","-","-","-","-","-","-","-","-","-","-","-","-","-","-","-","-","-","-","-","-","-","-","-","-"]
["VReport","VReport","V30363","VReport",null,"O","O","O","O","O","O","O","O","O","O","O","O","O","O","O","O","O","O","O"]
["VSPORT","SPORTPackage","V30386","运动版",null,"Δ","Δ","Δ","Δ","Δ","Δ","Δ","Δ","Δ","Δ","Δ","Δ","Δ","Δ","Δ","Δ","Δ","Δ","Δ"]
["Remote Examination","Remote Examination","V30420","远程考核",null,"X","X","X","X","X","X","X","X","X","X","X","X","X","X","X","X","X","X","X"]
["Shear Wave Imaging(VShear)","SWEI","V30494","剪切波弹性成像(VShear)",null,"-","-","-","-","-","-","-","-","-","-","-","-","-","-","-","-","-","-","-"]
[" VLuminous Flow","RadiantFlow","V30495","立体血流",null,"X","X","X","X","X","X","X","X","X","X","X","X","X","X","X","X","X","X","X"]
["Live IMT","AutoImtInScan","V30496","实时IMT",null,"-","-","-","-","-","-","-","-","-","-","-","-","-","-","-","O","O","O","O"]
["VAim for OB","OB AIMeasure","V30497","VAim:产科自动测量",null,"-","-","-","-","-","-","-","-","-","-","-","-","-","-","-","X","O","O","O"]
["VAim for HIP","DDH AIMeasure","V30498","VAim:小儿髋关节自动测量",null,"-","-","-","-","-","-","-","-","-","-","-","-","-","-","-","X","O","O","O"]
["VAim for Follicle","Follicle AIMeasure","V30499","VAim:卵泡自动测量",null,"-","-","-","-","-","-","-","-","-","-","-","-","-","-","-","X","O","O","O"]
["VAim for Pelvic","VAS AIMeasure","V30500","VAim:盆底脱垂自动测量",null,"-","-","-","-","-","-","-","-","-","-","-","-","-","-","-","X","O","O","O"]
["VAim for LEVA(3D)","LEVA AIMeasure","V30501","VAim:3D盆底肛提肌裂孔自动测量",null,"-","-","-","-","-","-","-","-","-","-","-","-","-","-","-","X","O","O","O"]
["Customized Auto Workflow(VWork)","Auto Works","V30502","自定义工作流(VWork)",null,"X","X","X","X","X","X","X","X","X","X","X","X","X","X","X","X","X","X","X"]
["Auto Flow Volume","Auto Flow Volume","V30531","血流量自动测量",null,"X","X","X","-","-","X","X","X","-","-","X","X","X","-","-","O","O","O","O"]
["Cardiac Guide","Cardiac Guide","V30554","心脏AI导航",null,"-","-","-","-","-","-","-","-","-","-","-","-","-","-","-","-","O","-","-"]
["lung ai","LungAI","V30559","智能肺超",null,"-","Δ","-","-","-","-","Δ","-","-","-","-","Δ","-","-","-","Δ","Δ","Δ","Δ"]
["Tissue boost","SupportTissueBoost","V30626","组织增强 ",null,"-","-","-","-","-","-","-","-","-","-","-","-","-","-","-","-","-","-","-"]
["Research Access","Research Access","V30714 ","原始科研数据导出",null,"-","-","-","-","-","-","-","-","-","-","-","-","-","-","-","-","-","-","-"]
["Remote consultation","Remote Consultation","V30740","远程会诊",null,"-","-","-","-","-","-","-","-","-","-","-","-","-","-","-","-","-","-","-"]
["ECG Function","ECG","V30786","ECG 软件功能",null,"O","O","O","O","O","O","O","O","O","O","O","O","O","O","O","O","O","O","O"]
["DICOM export and storage, printer, worklist","DICOM export and storage, printer, worklist","V30038","DICOM3.0基础功能（导出与存储，打印,列表）",null,"-","-","-","-","-","-","-","-","-","-","-","-","-","-","-","-","-","-","-"]
["DICOM export and storage, ","DicomStoragePackage","V30359","DICOM3.0基础功能",null,"O","O","O","O","O","O","O","O","O","O","O","O","O","O","O","O","O","O","O"]
["DICOM printer/ worklist","DicomNetworkPackage","V30360","DICOM3.0接口",null,"O","O","O","O","O","O","O","O","O","O","O","O","O","O","O","O","O","O","O"]
["Transfer image to FTP server","Transfer image to FTP server","V30087","传输影像至FTP服务器",null,"Δ","Δ","Δ","Δ","Δ","Δ","Δ","Δ","Δ","Δ","Δ","Δ","Δ","Δ","Δ","Δ","Δ","Δ","Δ"]
["RF data export","RF data export","V30088","RF元数据导出",null,"Δ","Δ","Δ","Δ","Δ","Δ","Δ","Δ","Δ","Δ","Δ","Δ","Δ","Δ","Δ","Δ","Δ","Δ","Δ"]
["vCloud interface","vCloud","V30173","远程传输接口",null,"X","X","X","X","X","X","X","X","X","X","X","X","X","X","X","X","X","X","X"]
[]
["3D/4D Imaging Features"]
["3D imaging","3D imaging","V30135","三维成像",null,"-","-","-","-","-","-","-","-","-","-","-","-","-","-","-","O","O","O","O"]
["Real-time grayscale 4D","Real-time grayscale 4D","V30066","实时灰阶四维",null,"-","-","-","-","-","-","-","-","-","-","-","-","-","-","-","O","O","O","O"]
["4D Volume/sec (65 angle)",null,null,"四维帧频",null,"-","-","-","-","-","-","-","-","-","-","-","-","-","-","-"]
["Tomographic display (Mcut)","Tomographic display (Mcut)","V30067","超声断层成像",null,"-","-","-","-","-","-","-","-","-","-","-","-","-","-","-","O","O","O","O"]
["Rendering algorithms",null,null,"渲染方式",null,"-","-","-","-","-","-","-","-","-","-","-","-","-","-","-"]
["- maximum, minimum, XΔRay",null,null," 最大、最小、X光显影模式",null,"-","-","-","-","-","-","-","-","-","-","-","-","-","-","-","X","X","X","O"]
["- surface, smooth",null,null,"表面模式、平滑模式",null,"-","-","-","-","-","-","-","-","-","-","-","-","-","-","-","X","X","X","O"]
["Parameter adjustable after freeze",{"$nulls":4},"-","-","-","-","-","-","-","-","-","-","-","-","-","-","-","X","X","X","X"]
["HQ (High Quality) 3D/4D","HQ3D&HQ4D","V30035","羊膜腔镜成像技术",null,"-","-","-","-","-","-","-","-","-","-","-","-","-","-","-","O","O","O","O"]
["Spatio Temporal Image Correlation (STIC)停用",null,"V30037","时间空间相关成像",null,"-","-","-","-","-","-","-","-","-","-","-","-","-","-","-","-","-","-","-"]
["Spatio Temporal Image Correlation (STIC)","Spatio Temporal Image Correlation (STIC)","V30787","时间空间相关成像",null,"-","-","-","-","-","-","-","-","-","-","-","-","-","-","-","Δ","Δ","#","Δ"]
["Auto NT","Auto NT","V30040","自动颈项透明层测量",null,"-","-","-","-","-","-","-","-","-","-","-","-","-","-","-","O","O","O","O"]
["Auto IT measure","Auto IT","V30503","自动IT(颅内透明层)测量",null,"-","-","-","-","-","-","-","-","-","-","-","-","-","-","-","O","O","O","O"]
["Inversion mode","Inversion mode","V30057","灰阶反转模式",null,"-","-","-","-","-","-","-","-","-","-","-","-","-","-","-","O","O","O","O"]
["Magic cut","Magic cut","V30058","魔术刀",null,"-","-","-","-","-","-","-","-","-","-","-","-","-","-","-","O","O","O","O"]
["Smart touch panel 3D/4D operation","Smart touch panel 3D/4D operation","V30059","智能三维/四维触摸屏操作模式",null,"-","-","-","-","-","-","-","-","-","-","-","-","-","-","-","O","O","O","O"]
["Free view","Free view","V30060","容积超声断层成像",null,"-","-","-","-","-","-","-","-","-","-","-","-","-","-","-","O","O","O","O"]
["Smart 3D Volume Calculation","Smart 3D Volume Calculation","V30177","智能三维容积计算",null,"-","-","-","-","-","-","-","-","-","-","-","-","-","-","-","O","O","O","O"]
["Free 3D","Free 3D","V30178","自由臂3D",null,"-","-","-","-","-","-","-","-","-","-","-","-","-","-","-","X","X","X","O"]
["3D auto follicle","Follicle 3D","V30213","三维卵泡自动测量",null,"-","-","-","-","-","-","-","-","-","-","-","-","-","-","-","O","O","O","O"]
["4D HQ Silhouette mode","HQSilhouette","V30358","HQ剪影模式",null,"-","-","-","-","-","-","-","-","-","-","-","-","-","-","-","O","O","O","Δ"]
["Export 3D data for 3D printer","Export 3D data for 3D printer","V30504","导出3D打印数据",null,"-","-","-","-","-","-","-","-","-","-","-","-","-","-","-","X","O","O","O"]
["Auto Levator Ani","Auto Levator Hiatus","V30505","3D盆底肛提肌裂孔自动测量",null,"-","-","-","-","-","-","-","-","-","-","-","-","-","-","-","X","O","O","O"]
["3D Smart Face","3D Smart Face","V30506","智能胎儿面部成像",null,"-","-","-","-","-","-","-","-","-","-","-","-","-","-","-","O","O","O","O"]
["VNavIn 3D","Endoscope3D","V30552","超声3D内视渲染技术",null,"-","-","-","-","-","-","-","-","-","-","-","-","-","-","-","O","O","O","-"]
["Light Lab","SupportMultiLight","V30628","Light Lab胎儿多光源渲染成像",null,"-","-","-","-","-","-","-","-","-","-","-","-","-","-","-","-","-","-","-"]
["Color 3D","Color 3D","V30723","三维焕流成像",null,"-","-","-","-","-","-","-","-","-","-","-","-","-","-","-","-","-","-","-"]
["Niche View\n","Niche 3D\n","V30439","壁龛成像",null,"X","X","X","X","X","X","X","X","X","X","X","X","X","X","X","X","X","X","O"]
[]
["General Specification"]
["RF platform",null,null,"RF元数据平台",null,"X","X","X","X","X","X","X","X","X","X","X","X","X","X","X","X","X","X","X"]
["Cineloop",null,null,"电影回放",null," 1000 second"," 1000 second"," 1000 second"," 1000 second"," 1000 second"," 1000 second"," 1000 second"," 1000 second"," 1000 second"," 1000 second"," 1000 second"," 1000 second"," 1000 second"," 1000 second"," 1000 second"," 1000 second"," 1000 second"," 1000 second"," 1000 second"]
["M2-SSD for ORCHID",{"$nulls":4},"-","-","-","-","-","-","-","-","-","-","-","-","-","-","-","-","-","-","-"]
["SSD for G55/R",{"$nulls":4},"-","-","-","-","-","-","-","-","-","-","-","-","-","-","-","-","-","-","-"]
["SSD for quick bootup(E20 系列)",{"$nulls":4},"-","-","-","-","-","-","-","-","-","-","-","-","-","-","-","-","-","-","-"]
["SSD for quick bootup(portable)",{"$nulls":4},"250G SSD","250G SSD","250G SSD","250G SSD","250G SSD","250G SSD","250G SSD","250G SSD","250G SSD","250G SSD","120G SSD","120G SSD","120G SSD","120G SSD","120G SSD","250G SSD","250G SSD","120G SSD","120G SSD"]
["Memory size",null,null,"内存",null,"4G","4G","4G","4G","4G","4G","4G","4G","4G","4G","4G","4G","4G","4G","4G","4G","4G","4G","4G"]
["HDD",null,null,"硬盘",null,"-","-","-","-","-","-","-","-","-","-","-","-","-","-","-","-","-","-","-"]
["Monitor size",null,null,"显示器",null,"15.6\"","15.6\"","15.6\"","15.6\"","15.6\"","15.6\"","15.6\"","15.6\"","15.6\"","15.6\"","15.6\"","15.6\"","15.6\"","15.6\"","15.6\"","15.6\"","15.6\"","15.6\"","15.6\""]
["Touch panel ",null,null,"触摸屏操作",null,"8\"","8\"","8\"","8\"","8\"","8\"","8\"","8\"","8\"","8\"","8\"","8\"","8\"","8\"","8\"","8\"","8\"","8\"","8\""]
["Probe port",null,null,"选配探头接口",null,"-","-","-","-","-","-","-","-","-","-","-","-","-","-","-","-","-","-","-"]
[null,null,null,"标配探头接口",null,"in the cart","in the cart","in the cart","in the cart","in the cart","in the cart","in the cart","in the cart","in the cart","in the cart","in the cart","in the cart","in the cart","in the cart","in the cart","in the cart","in the cart","in the cart","in the cart"]
["Integrated DVDRW ",null,null,"可读写DVD",null,"-","-","-","-","-","-","-","-","-","-","-","-","-","-","-","-","-","-","-"]
["B/W video printer slot",null,null,"黑白打印机安装槽",null,"in the cart","in the cart","in the cart","in the cart","in the cart","in the cart","in the cart","in the cart","in the cart","in the cart","in the cart","in the cart","in the cart","in the cart","in the cart","in the cart","in the cart","in the cart","in the cart"]
["Patient database",null,null,"病人数据",null,"X","X","X","X","X","X","X","X","X","X","X","X","X","X","X","X","X","X","X"]
["Quick store",null,null,"USB快速存储",null,"X","X","X","X","X","X","X","X","X","X","X","X","X","X","X","X","X","X","X"]
["Network storage and printing","Network Printer",null,"网络存储与网络打印",null,"X","X","X","X","X","X","X","X","X","X","X","X","X","X","X","X","X","X","X"]
["Auto track in PW/CW",null,null,"多普勒频谱自动包络",null,"X","X","X","X","X","X","X","X","X","X","X","X","X","X","X","X","X","X","X"]
["Vascular calculations",null,null,"血管测量包",null,"X","X","X","X","X","X","X","X","X","X","X","X","X","X","X","X","X","X","X"]
["Cardiac calculations",null,null,"心脏测量包",null,"X","X","X","X","X","X","X","X","X","X","X","X","X","X","X","X","X","X","X"]
["OB calculations and tables",null,null,"产科计算包及胎儿生长曲线表",null,"X","X","X","X","X","X","X","X","X","X","X","X","X","X","X","X","X","X","-"]
["Gynecological calculations",null,null,"妇科计算包",null,"X","X","X","X","X","X","X","X","X","X","X","X","X","X","X","X","X","X","-"]
["Urological calculations",null,null,"泌尿科计算包",null,"X","X","X","X","X","X","X","X","X","X","X","X","X","X","X","X","X","X","X"]
["Renal calculations",null,null,"肾脏计算包",null,"X","X","X","X","X","X","X","X","X","X","X","X","X","X","X","X","X","X","X"]
["Volume calculations",null,null,"容积计算",null,"X","X","X","X","X","X","X","X","X","X","X","X","X","X","X","X","X","X","X"]
["WIFI adapter for console",null,"V30558","无线适配器",null,"-","-","-","-","-","-","-","-","-","-","-","-","-","-","-","-","-","-","-"]
["WIFI adapter for portable",null,"V30115","便携超无线适配器",null,"O","O","O","O","O","O","O","O","O","O","O","O","O","O","O","O","O","O","O"]
["LAN",null,null,"网络连接",null,"X","X","X","X","X","X","X","X","X","X","X","X","X","X","X","X","X","X","X"]
["VGuide","EzonoNgs","V30214","微磁引导",null,"O","O","O","O","O","O","O","O","O","O","-","-","-","-","-","O","O","O","-"]
[]
["Ergonomics"]
["Articulating display",null,null,"自由显示臂",null,"-","-","-","-","-","-","-","-","-","-","-","-","-","-","-","-","-","-","-"]
["display up/down",null,null,"显示器上下升降",null,"-","-","-","-","-","-","-","-","-","-","-","-","-","-","-","-","-","-","-","-","-","-","-","-"]
["operation panel up/down",null,null,"操作平台上下移动",null,"cart","cart","cart","cart","cart","cart","cart","cart","cart","cart","cart","cart","cart","cart","cart","cart","cart","cart","cart"]
["operation panel Swivel",null,null,"操作平台左右移动",null,"-","-","-","-","-","-","-","-","-","-","-","-","-","-","-","-","-","-","-"]
["Operation panel FrontΔback adjustment",null,null,"操作平台前后移动",null,"-","-","-","-","-","-","-","-","-","-","-","-","-","-","-","-","-","-","-"]
["Touch Screen angle adjust",null,null,"触摸屏角度可调",null,"-","-","-","-","-","-","-","-","-","-","-","-","-","-","-","-","-","-","-","-","-","-","-","-","-"]
["Gel warmer",null,null,"耦合剂加温器",null,"O as separate peripheral","O as separate peripheral","O as separate peripheral","O as separate peripheral","O as separate peripheral","O as separated peripheral","O as separated peripheral","O as separated peripheral","O as separated peripheral","O as separated peripheral","O as separate peripheral","O as separate peripheral","O as separate peripheral","O as separate peripheral","O as separate peripheral","O as separate peripheral","O as separated peripheral","O as separate peripheral","O as separate peripheral"]
["内置电池",{"$nulls":4},"-","-","-","-","-","-","-","-","-","-","-","-","-","-","-","-","-","-","-"]
["Foot rest",null,null,"踏脚装置",null,"-","-","-","-","-","-","-","-","-","-","-","-","-","-","-","-","-","-","-"]
["Foot switch",null,null,"集成式脚踏开关",null,"-","-","-","-","-","-","-","-","-","-","-","-","-","-","-","-","-","-","-"]
["USB single button foot switch software",null,null,"USB单踏脚踏开关(需另外购买开关）",null,"-","-","-","-","-","-","-","-","-","-","-","-","-","-","-","-","-","-","-"]
["USB double button foot switch software",null,null,"USB双踏脚踏开关(需另外购买开关）",null,"O","O","O","O","O","O","O","O","O","O","O","O","O","O","O","O","O","O","O"]
["USB video acquisition card for video output",null,null,"中安USB视频采集卡（US2000视频采集盒）",null,"O","O","O","O","O","O","O","O","O","O","O","O","O","O","O","O","O","O","O"]
["battery discharge time",{"$nulls":4},"1 hour","1 hour","1 hour","1 hour","1 hour","1 hour","1 hour","1 hour","1 hour","1 hour","1 hour","1 hour","1 hour","1 hour","1 hour","1 hour","1 hour","1 hour","1 hour"]
["battery charge time(fast/normal)",{"$nulls":4},"2.5h/4h","2.5h/4h","2.5h/4h","2.5h/4h","2.5h/4h","2.5h/4h","2.5h/4h","2.5h/4h","2.5h/4h","2.5h/4h","2.5h/4h","2.5h/4h","2.5h/4h","2.5h/4h","2.5h/4h","2.5h/4h","2.5h/4h","2.5h/4h","2.5h/4h"]
["battery package/UPS",{"$nulls":4},"in the cart, O","in the cart, O","in the cart, O","in the cart, O","in the cart, O","in the cart, O","in the cart, O","in the cart, O","in the cart, O","in the cart, O","in the cart, O","in the cart, O","in the cart, O","in the cart, O","in the cart, O","in the cart, O","in the cart, O","in the cart, O","in the cart, O"]
["OR键盘托架组件",null,"V30510",null,null,"-","-","-","-","-","-","-","-","-","-","-","-","-","-","-","-","-","-","-"]
["新键盘托架组件（除60和86系列的其它大机器和CART-F/S/L）",null,"V30566",null,null,"O","O","O","O","O","O","O","O","O","O","O","O","O","O","O","O","O","O","O"]
["ECG for 55/35系列",null,"V30517/V30516","心电图（2000213/2000038）",null,"-","-","-","-","-","-","-","-","-","-","-","-","-","-","-","-","-","-","-"]
["ECG for portable",null,"V30163/V30116","心电图（1000329/1000379）",null,"O","O","O","O","O","O","O","O","O","O","O","O","O","O","O","O","O","O","O"]
["CAMPH_ECG组件（V10 series）",null,"V30684/V30704","心电图（1001120/1001277）",null,"-","-","-","-","-","-","-","-","-","-","-","-","-","-","-","-","-","-","-"]
["ECG for E20",null,"V30528/V30529","心电图（1000360-2/1000761-2）",null,"-","-","-","-","-","-","-","-","-","-","-","-","-","-","-","-","-","-","-"]
["外置导声胶加热器",null,"V10047","外置导声胶加热器",null,"O","O","O","O","O","O","O","O","O","O","O","O","O","O","O","O","O","O","O"]
["空化探头支架",null,"V30311",null,null,"-","-","-","-","-","-","-","-","-","-","-","-","-","-","-","-","-","-","-"]
["USB audio adapter",null,"V30341","USB 外置声卡 海备思HAGIBIS",null,"Δ","Δ","Δ","Δ","Δ","Δ","Δ","Δ","Δ","Δ","Δ","Δ","Δ","Δ","Δ","Δ","Δ","Δ","Δ"]
["E20 UPS支架套件",null,"V30365",null,null,"-","-","-","-","-","-","-","-","-","-","-","-","-","-","-","-","-","-","-"]
["G55 UPS支架套件",null,"V30366",null,null,"-","-","-","-","-","-","-","-","-","-","-","-","-","-","-","-","-","-","-"]
["DVI to HDMI cable for trolley &TOONA_50cm",null,"V30424","DVI转HDMI视频输出线-50cm",null,"-","-","-","-","-","-","-","-","-","-","-","-","-","-","-","-","-","-","-"]
["HDMI port adapter ",null,"V30425","DVI转HDMI转接头",null,"-","-","-","-","-","-","-","-","-","-","-","-","-","-","-","-","-","-","-"]
[]
["I/O and peripherals"]
["Portable keyboard dust film(Minimum package quantity 10pcs,10pcs/Bag)","Portable keyboard dust film","V30422","portable键盘防尘膜",null,"X","X","X","X","X","X","X","X","X","X","X","X","X","X","X","X","X","X","X"]
["Bluetooth adapter","Bluetooth adapter","V30082","蓝牙适配器",null,"O","O","O","O","O","O","O","O","O","O","O","O","O","O","O","O","O","O","O"]
["USB DVDRW ",{"$nulls":4},"O","O","O","O","O","O","O","O","O","O","O","O","O","O","O","O","O","O","O"]
["USB port",{"$nulls":4},"2 USB3.0","2 USB3.0","2 USB3.0","2 USB3.0","2 USB3.0"]
["Display Port",{"$nulls":4},"X","X","X","X","X","X","X","X","X","X","X","X","X","X","X","X","X","X","X"]
["Simple CART",null,"V30521","CART-S",null,"O","O","O","O","O","O","O","O","O","O","O","O","O","O","O","-","-","-","-"]
["Simple CART",null,"V10855","CART-S新",null,"O","O","O","O","O","O","O","O","O","O","O","O","O","O","O","O","O","O","O"]
["Simple CART",null,"V10303","CART-L新",null,"O","O","O","O","O","O","O","O","O","O","O","O","O","O","O","O","O","O","O"]
["2 extended probe ports",{"$nulls":4},"O","O","O","O","O","O","O","O","O","O","O","O","O","O","O","O","O","O","O"]
["3 extended probe ports",{"$nulls":4},"O","O","O","O","O","O","O","O","O","O","O","O","O","O","O","O","O","O","O"]
["3 probe holder",{"$nulls":4},"X","X","X","X","X","X","X","X","X","X","X","X","X","X","X","X","X","X","X"]
["Cart with battery and 3 probe ports",null,"V30519","带三口探头箱电池包推车  CART-F",null,"O","O","O","O","O","O","O","O","O","O","O","O","O","O","O","O","O","O","O"]
["Cart with battery and 3 probe ports",null,"V10853","CART-F新",null,"-","-","-","-","-","-","-","-","-","-","-","-","-","-","-","-","-","-","-"]
["USB B/W graphic printer slot",{"$nulls":4},"X","X","X","X","X","X","X","X","X","X","X","X","X","X","X","X","X","X","X"]
["S-video port, DVI port, VGA port ",null,"V30206",null,null,"X","X","X","X","X","X","X","X","X","X","X","X","X","X","X","X","X","X","X"]
[]
[" 4 USB ports",{"$nulls":4},"O","O","O","O","O","O","O","O","O","O","O","O","O","O","O","O","O","O","O"]
["Power suit ",{"$nulls":4},"O","O","O","O","O","O","O","O","O","O","O","O","O","O","O","O","O","O","O"]
["locking mechanism",{"$nulls":4},"X","X","X","X","X","X","X","X","X","X","X","X","X","X","X","X","X","X","X"]
["Up/down mechanism (>150mm)",{"$nulls":4},"X","X","X","X","X","X","X","X","X","X","X","X","X","X","X","X","X","X","X"]
["Battery pack (>4 hours working time)",{"$nulls":4},"O","O","O","O","O","O","O","O","O","O","O","O","O","O","O","O","O","O","O"]
["portable独立包装电池",null,"V30148",null,null,"O","O","O","O","O","O","O","O","O","O","O","O","O","O","O","O","O","O","O"]
["V9BAT",null," V30709 "]
["CART 电池包组件",null,"V30155",null,null,"O","O","O","O","O","O","O","O","O","O","O","O","O","O","O","O","O","O","O"]
["CART电源面板组件",null,"V30156",null,null,"O","O","O","O","O","O","O","O","O","O","O","O","O","O","O","O","O","O","O"]
["CART视频转换输出组件（停用）",null,"V30208",null,null,"O","O","O","O","O","O","O","O","O","O","O","O","O","O","O","-","-","-","-"]
["CART USB HUB组件",null,"V30158",null,null,"O","O","O","O","O","O","O","O","O","O","O","O","O","O","O","O","O","O","O"]
["portable 箱包组件",null,"V30147",null,null,"O","O","O","O","O","O","O","O","O","O","O","O","O","O","O","O","O","O","O"]
["Two probe ports box ",null,"V30153",null,null,"O","O","O","O","O","O","O","O","O","O","O","O","O","O","O","O","O","O","O"]
["Three probe ports box ",null,"V30152",null,null,"O","O","O","O","O","O","O","O","O","O","O","O","O","O","O","O","O","O","O"]
[]
[]
["Probes","Product-ProbeSpecification","Δ：Optional（注册了但是不想卖）\n#：    Additional(未注册)\n-/tt:   Hidden(工程上或者市场不开放)\nO:     Standard(停售了)\nX:     Standard","成品探头IPN\n（选型系统）","裸探头IPN\n（标签上IPN）"]
["S1-8C(192)","S1-8C","V20020",1000182,1000142,"-","-","-","-","-","-","-","-","-","-","-","-","-","-","-","-","-","-","-"]
["S1-8C（192，MUX）","S1-8CM","V20054",1000992,1000991,"-","-","-","-","-","-","-","-","-","-","-","-","-","-","-","-","-","-","-"]
["S2-9C(128)","S2-9CE","V20036",1000274,1000241,"-","-","-","-","-","-","-","-","-","-","-","-","-","-","-","X","X","X","-"]
["S1-9C","S1-9C","V20059",1000409,1000408,"-","-","-","-","-","-","-","-","-","-","-","-","-","-","-","-","-","-","-"]
["X2-6C(192, mux)","X2-6C","V20002",1000164,1000043,"-","-","-","-","-","-","-","-","-","-","-","-","-","-","-","-","-","-","-"]
["G2-5C(128)","G2-5C","V20001",1000163,1000039,"X","X","X","-","-","X","X","X","-","-","-","-","-","-","-","X","X","X","-"]
["F2-5C(128)","F2-5C","V20015",1000177,1000067,"-","-","-","X","X","-","-","-","X","X","X","X","X","X","X","X","X","X","X"]
["F2-5CE停售","F2-5CE","V20021",1000272,1000239,"-","-","-","-","-","-","-","-","-","-","-","-","-","-","-","-","-","-","-"]
["F2-5C","F2-5CP","V20063",1000530,1000529,"-","-","-","-","-","-","-","-","-","-","X","X","X","X","X","X","X","X","X"]
["B2-6C(128)","B2-6C","V20037",1000481,1000480,"-","-","-","-","-","-","-","-","-","-","-","-","-","-","-","Δ","Δ","Δ","-"]
["D2-6C","D2-6C","V20065",1000946,1000945,"-","-","-","-","-","-","-","-","-","-","-","-","-","-","-","-","-","-","-"]
["D2-7C","D2-7C",null,1000894,1000893,"-","-","-","-","-","-","-","-","-","-","-","-","-","-","-","-","-","-","-"]
["D3-6C(128)停售","D3-6C","V20003",1000165,1000046,"-","-","-","-","-","-","-","-","-","-","-","-","-","-","-","-","-","-","-"]
["D3-6C(128)","D3-6CM","V20066",1001062,1001061,"-","-","-","-","-","-","-","-","-","-","-","-","-","-","-","X","X","X","-"]
["D3-6CX(128)停售","D3-6CX","V20004",1000166,1000065,"-","-","-","-","-","-","-","-","-","-","-","-","-","-","-","-","-","-","-"]
["D3-6CX(128)停售","D3-6CY","V20004",1000502,1000501,"-","-","-","-","-","-","-","-","-","-","-","-","-","-","-","-","-","-","-"]
["D3-6CP","D3-6CP",null,1000426,1000425,"-","-","-","-","-","-","-","-","-","-","-","-","-","-","-","-","-","-","-"]
["D3-6CE","D3-6CE","V20027",1000271,1000238,"-","-","-","-","-","-","-","-","-","-","-","-","-","-","-","-","-","-","-"]
["G4-9E(128)停售","G4-9E","V20005",1000167,1000041,"-","-","-","-","-","-","-","-","-","-","-","-","-","-","-","-","-","-","-"]
["G4-9E(128)","G4-9EP","V20005",1000313,1000311,"-","-","-","-","-","-","-","-","-","-","-","-","-","-","-","X","X","X","-"]
["G4-9E(192, mux)停售","G4-9ES",null,1000407,1000405,"-","-","-","-","-","-","-","-","-","-","-","-","-","-","-","-","-","-","-"]
["X4-9E(192, mux)直柄","X4-9EL","V20049",1000805,1000804,"-","-","-","-","-","-","-","-","-","-","-","-","-","-","-","X","X","X","-"]
["X4-9E(192, mux)","X4-9E","V20032",1000524,1000523,"-","-","-","-","-","-","-","-","-","-","-","-","-","-","-","X","X","X","-"]
["X4-9E(192, mux)直柄","X4-9EL2","V20049",1001388,1001388,"-","-","-","-","-","-","-","-","-","-","-","-","-","-","-","X","X","X","-"]
["X4-9E(192, mux)","X4-9E2","V20032",1001387,1001387,"-","-","-","-","-","-","-","-","-","-","-","-","-","-","-","X","X","X","-"]
["D4-9E(128)停售","D4-9E","V20006",1000168,1000049,"-","-","-","-","-","-","-","-","-","-","-","-","-","-","-","-","-","-","-"]
["D4-9E(148, mux)","D4-9EP","V20006",1000346,1000345,"-","-","-","-","-","-","-","-","-","-","-","-","-","-","-","X","X","X","-"]
["F4-9E(128)停售","F4-9E","V20016",1000178,1000068,"-","-","-","-","-","-","-","-","-","-","-","-","-","-","-","-","-","-","-"]
["F4-9E(128)","F4-9ES","V20033",1000432,1000431,"-","-","-","-","-","-","-","-","-","-","-","-","-","-","-","X","X","X","-"]
["F4-9E(128)","F4-9EV","V20064",1000784,1000783,"-","-","-","-","-","-","-","-","-","-","-","-","-","-","-","-","-","-","-"]
["G3-9M(128)","G3-9M","V20039",1000521,1000520,"-","-","-","-","-","-","-","-","-","-","-","-","-","-","-","#","#","#","#"]
["G3-9M","G3-9MV","V20068",1001380,1001380,"-","-","-","-","-","-","-","-","-","-","-","-","-","-","-","-","-","-","-"]
["G4-9M(128)","G4-9M","V20007",1000169,1000047,"-","X","X","-","-","-","X","X","-","-","-","X","X","-","-","X","X","X","-"]
["X3-10L(192)","X3-10L","V20038",1000491,1000490,"-","-","-","-","-","-","-","-","-","-","-","-","-","-","-","#","#","#","-"]
["X3-10L(192)","X3-10LV","V20070",1001326,1001325,"-","-","-","-","-","-","-","-","-","-","-","-","-","-","-","-","-","-","-"]
["X4-12L(192, mux)","X4-12L","V20008",1000170,1000042,"-","X","X","-","-","-","-","-","-","-","-","-","-","-","-","X","X","X","-"]
["X6-16L(192, mux)","X6-16L","V20009",1000171,1000044,"X","X","X","X","X","X","X","X","X","X","-","-","-","-","-","X","X","X","-"]
["X6-16L(NGS)(192, mux)","X6-16LG","V20034",1000434,1000433,"X","X","X","X","X","X","X","X","X","X","-","-","-","-","-","X","X","X","-"]
["U5-15L(256, mux)","U5-15L","V20010",1000172,1000045,"-","-","-","-","-","-","-","-","-","-","-","-","-","-","-","-","-","-","-"]
["U5-15LE(256, mux)","U5-15LE","V20011",1000173,1000101,"-","-","-","-","-","-","-","-","-","-","-","-","-","-","-","X","X","X","-"]
["I4-11T(128)","I4-11T","V20012",1000174,1000052,"-","-","-","-","-","-","-","-","-","-","-","-","-","-","-","Δ","Δ","#","#"]
["F4-12L(128)停售","F4-12L","V20017",1000179,1000069,"-","-","-","-","-","-","X","X","X","X","X","X","X","X","X","-","-","-","-"]
["F4-12L(128)","F4-12LV","V20058",1000742,1000741,"-","-","-","-","-","-","-","-","-","-","-","-","-","-","-","X","X","X","X"]
["F4-12L(128)","F4-12LV2","V20058",1001403,1001403,"-","-","-","-","-","-","-","-","-","-","-","-","-","-","-","X","X","X","X"]
["X10-23L (128)","X10-23L","V20022",1000276,1000249,"-","-","-","-","-","-","-","-","-","-","-","-","-","-","-","#","#","#","-"]
["X9-22L (192, mux)","X9-22L","V20023",1000273,1000240,"X","-","-","X","X","X","-","-","X","X","-","-","-","-","-","X","X","X","-"]
["I7-18L (Hock stick,128)","I7-18L","V20024",1000277,1000250,"-","-","-","X","X","-","-","-","X","X","-","-","-","-","X","X","X","X","-"]
["G1-4P(64)停售","G1-4P","V20013",1000175,1000040,"-","-","-","-","-","-","-","-","-","-","-","-","-","-","-","-","-","-","-"]
["G1-4P(64)停售","G1-4PS","V20013",1000381,1000375,"-","-","-","-","-","-","-","-","-","-","-","-","-","-","-","-","-","-","-"]
["G1-4P(64)","G1-4PX","V20013",1000406,1000404,"-","-","-","-","-","-","X","X","-","X","-","X","X","-","X","-","-","-","-"]
["G1-4P（64）","G1-4PV","V20052",1000744,1000743,"-","-","-","-","-","-","X","X","-","X","-","X","X","-","X","X","X","X","X"]
["S1-6P(64)停售","S1-6P","V20014",1000176,1000066,"-","-","-","-","-","-","-","-","-","-","-","-","-","-","-","-","-","-","-"]
["S1-6PS(64) （非CE国家）","S1-6PS","V20056",1001012,1001011,"-","-","-","-","-","-","-","-","-","-","-","-","-","-","-","-","-","-","-"]
["S1-6P(96)","S1-6PX","V20048",1000275,1000242,"-","X","X","-","X","-","-","-","-","-","-","-","-","-","-","X","-","-","-"]
["S1-6P","S1-6PV","V20061",1001206,1001080,"-","-","-","-","-","-","-","-","-","-","-","-","-","-","-","-","-","-","-"]
["G4-12LV(兽用经直肠探头,128)","G4-12LV","V20026",1000344,1000343,"-","-","-","-","-","-","-","-","-","-","-","-","-","-","-","-","-","-","-"]
["G3-10P(儿童心脏探头,64)","G3-10P","V20025",1000337,1000336,"-","X","X","-","-","-","X","X","-","-","-","X","X","-","-","-","X","X","-"]
["G3-10PX(儿童心脏探头,96)","G3-10PX","V20031",1000372,1000371,"-","X","X","-","-","-","X","X","-","-","-","-","-","-","-","X","-","-","-"]
["G3-8M(128)停售","G3-8M","V20028",1000390,1000376,"-","-","-","-","-","-","-","-","-","-","-","-","-","-","-","-","#","#","#"]
["G4-12P","G4-12PX","V20060",1001147,1001146,"-","-","-","-","-","-","-","-","-","-","-","-","-","-","-","-","-","-","-"]
["G4-12P(96)","G4-12P","V20035",1000500,1000499,"-","-","-","-","-","-","-","-","-","-","-","-","-","-","-","-","-","-","-"]
["BP4-9","BP4-9C","V20053",1000438,1000437,"-","-","-","-","-","-","-","-","-","-","-","-","-","-","-","#","#","-","-"]
["G1-3R","G1-3R","V20071",1000752,1000751,"-","-","-","-","-","-","-","-","-","-","-","-","-","-","-","-","-","-","-"]
["E3-8T","E3-8T","V20057",1000734,1000733,"-","-","-","-","-","-","-","-","-","-","-","-","-","-","-","-","-","-","-"]
[]
["Biopsy guide",null,null,"IPN"]
["Biopsy guide S1-8C","可重复使用，适用于S1-8C，S1-8CM","V30143",3100128,null,"-","-","-","-","-","-","-","-","-","-","-","-","-","-","-","-","-","-","-"]
["Biopsy guide G2-5C","可重复使用","V30026",3100102,null,"X","X","X","-","-","X","X","X","-","-","-","-","-","-","-","X","X","X","-"]
["Biopsy guide F2-5C","可重复使用，适用于F2-5C，F2-5CE，A2-5C","V30141",3100096,null,"-","-","-","X","X","-","-","-","X","X","X","X","X","X","X","X","X","X","-"]
["Biopsy guide G4-9E Steel","可重复使用","V30030",3100101,null,"-","-","-","-","-","-","-","-","-","-","-","-","-","-","-","X","X","X","-"]
["Biopsy guide G4-9E Steel 21G","可重复使用","V30217",3100211,null,"-","-","-","-","-","-","-","-","-","-","-","-","-","-","-","X","X","X","-"]
["Biopsy guide G4-9E Steel 14G","可重复使用","V30362",3100250,null,"-","-","-","-","-","-","-","-","-","-","-","-","-","-","-","X","X","X","-"]
["Biopsy guide G4-9E Steel 17G","可重复使用","V30768",3100545,null,"-","-","-","-","-","-","-","-","-","-","-","-","-","-","-","X","X","X","-"]
["Biopsy guide F4-9E","可重复使用，适用于F4-9E,A4-9E","V30205",3100188,null,"-","-","-","-","-","-","-","-","-","-","-","-","-","-","-","X","X","X","-"]
["Biopsy guide X6-16L","可重复使用","V30028",3100093,null,"X","X","X","X","X","X","-","-","-","-","-","-","-","-","-","X","X","X","-"]
["Biopsy guide X4-12L","可重复使用","V30118",3100092,null,"-","X","X","-","-","-","-","-","-","-","-","-","-","-","-","X","X","X","-"]
["Biopsy guide F4-12L","可重复使用,适用于F4-12L，F4-12LV,A4-12L","V30142",3100130,null,"-","-","-","-","-","-","X","X","X","X","X","X","X","X","X","X","X","X","X"]
["Biopsy guide G1-4P","可重复使用，适用于G1-4P，A1-4P，G1-4PV","V30119",3100095,null,"-","-","-","-","-","-","X","X","-","X","-","X","X","-","X","X","X","X","-"]
["Biopsy guide S1-6P","可重复使用，适用于S1-6P，S1-6PS","V30120",3100094,null,"-","X","X","-","X","-","-","-","-","-","-","-","-","-","-","X","-","-","-"]
["Biopsy guide BP4-9","可重复使用","V30523",3100392,null,"-","-","-","-","-","-","-","-","-","-","-","-","-","-","-","#","#","-","-"]
["Biopsy guide X4-9E","可重复使用，适用于X4-9E,A4-9EV,F4-9EV","V30522",3100384,null,"-","-","-","-","-","-","-","-","-","-","-","-","-","-","-","X","X","X","-","-"]
["Biopsy guide S1-6PX","可重复使用","V30653",3100438,null,"-","X","X","-","X","-","-","-","-","-","-","-","-","-","-","X","-","-","-"]
["Biopsy guide X2-6C","可重复使用","V30654",3100454,null,"-","-","-","-","-","-","-","-","-","-","-","-","-","-","-","#","#","#","-"]
["Biopsy guide S2-9C","可重复使用","V30769","3100473",null,"-","-","-","-","-","-","-","-","-","-","-","-","-","-","-","X","X","X","-"]
["一次性穿刺架，LEAPMED LPESE123","-","T10004",3100243,null,"-","-","-","-","-","-","-","-","-","-","-","-","-","-","-","-","-","-","-"]
["Biopsy guide S1-6PV","可重复使用","V30824",3100668,null,"-","-","-","-","-","-","-","-","-","-","-","-","-","-","-","-","-","-","-"]

{"sheet":"D系列VET","index":10,"n_rows":329,"n_cols":110,"rows_kept":329,"cut":false,"hidden":false,"merged":[[158,0,159,0],[158,1,159,1],[158,2,159,2]]}
["Suitable software verison： ","Release time： ",{"$nulls":6},"X  代表标配","- 代表不支持","Δ支持但隐藏","# 法规未注册","O 代表选配"]
[{"$nulls":22},"仅海外在售","仅海外在售","仅海外在售","仅海外在售",null,"仅海外在售","仅海外在售","仅海外在售","仅海外在售",null,null,"仅海外在售",{"$nulls":8},"仅海外在售","仅海外在售",null,"仅海外在售","仅海外在售"]
["红底：未注册机型/不发放",null,"ProductID",null,null,"ULTIMUS9V_2","ULTIMUS9V_2|LAB","ULTIMUS9V_3","D860Vet|LAB","D860Vet","D800Vet","D800Vet|LAB","D750Vet","D700Vet_3","D700Vet_4_5_6_7|LAB","D650Vet|LAB","D600Vet_5|LAB","D650Vet","D90Vet_6","D550Vet_5_6_7_8_10","D500Vet_5_6_7_8","D350Vet","E35Vet|China_Oversea","X35Vet|China_Oversea","E30Vet_3_4_5_6 |China_Oversea","X5Vet_3_4|China_Oversea","D300Vet","E20Vet|China_Oversea","X3Vet|China_Oversea","X2Vet_4|China_Oversea","E10Vet_4|China_Oversea","D200Vet","D100Vet","X1Vet_6|China_Oversea","D10Vet","D10Vet|LAB","D10LABPro","D100PVet ","D8Vet|LAB","D8Vet","D6Vet","D6Vet|LAB","VINNO6Vet|LAB","VINNO6Vet|China_Oversea","D5Vet_2","VINNO5Vet_2|China_Oversea","VINNO3Vet|China_Oversea","D3Vet","D2Vet","D1Vet"]
["灰底：停售",{"$nulls":42},"V10038"]
[]
[]
[]
[null,null,"Memo",{"$nulls":5},"ORCHID-G0","ORCHID-G0","ORCHID-G1","ORCHID-G1","ORCHID-G1","ORCHID-G1","ORCHID-G1","ORCHID-G1","ORCHID-G1","ORCHID-G1","IQNLP","ARM","ARM","ARM","ARM","ARM","ARM","ARM","ARM","ARM","ARM","USB","USB","ARM","USB","USB",null,null,null,"USB","ARM","ARM","ARM","ARM","ARM","ARM","USB","USB","USB","USB","USB","USB"]
["Product ",null,"ProductDisplayName",null,null,"ULTIMUS 9V","ULTIMUS 9LAB","ULTIMUS 9C","D860LAB","D860VET","D800VET","D800LAB","D750VET","D700VET","D700LAB","D650LAB","D600LAB","D650VET","D90VET","D550VET","D500VET","D350VET","E35Vet","X35Vet","E30 Vet","X5Vet","D300VET","E20 Vet","X3Vet","X2Vet","E10 Vet","D200VET","D100VET","X1Vet","D10VET","D10LAB","D10LAB Pro","D100PVET","VINNO 8 LAB","D8VET","D6VET","D6LAB","VINNO 6  LAB","VINNO 6 Vet","D5VET","VINNO 5VET","VINNO 3VET","D3vet","D2VET","D1VET"]
[" 2D Imaging Features","Product-OptionalFeatures "]
["Channel count",null,null,"物理通道",null,128,128,128,"192x4","192x4","192x4","192x4","192x4","128x4","192x4","128x4","128x4","128x4","128x4","128x4","128x4","64x4(2 for CF)","64x4(2 for CF)","64x4(2 for CF)","64x4(2 for CF)","64x4(2 for CF)","64x4(2 for CF)","64x4(2 for CF)","64x4(2 for CF)","48X2","48X2","48X2","48X2","48X2","128X12","128X12","128X12","48X2","64X4","64X4","64X4","64X4","64X4","64X4","48X2","48X2","48X2","48X2","48X2","32X2"]
["Frequency range",null,null,"主机频率响应",null,"25Mhz","25Mhz","25Mhz","25Mhz","25Mhz","25Mhz","25Mhz","25Mhz","25Mhz","25Mhz","25Mhz","25Mhz","25Mhz","25Mhz","25Mhz","25Mhz","25Mhz","25Mhz","25Mhz","25Mhz","25Mhz","25Mhz","25Mhz","25Mhz","25Mhz","25Mhz","25Mhz","25Mhz","25Mhz","25Mhz","25Mhz","25Mhz","25Mhz","25Mhz","25Mhz","25Mhz","25Mhz","25Mhz","25Mhz","25Mhz","25Mhz","25Mhz","25Mhz","25Mhz","25Mhz"]
["VFusion","VFusion",null,"复合超声成像",null,"X","X","X","X","X","X","X","X","X","X","X","X","X","X","X","X","X","X","X","X","X","X","X","X","X","X","X","X","X","X","X","X","X","X","X","X","X","X","X","X","X","X","X","X","X"]
["VSpeckle I ",null,"V30598","I型组织斑点噪声抑制 ",null,"X","X","X","X","X","X","X","X","X","X","X","X","X","X","X","X","X","X","X","X","X","X","X","X","X","X","X","X","X","X","X","X","X","X","X","X","X","X","X","X","X","X","X","X","X"]
["VSpeckle","Vspeckle1New","V30209","组织斑点噪声抑制 ",null,"X","X","X","X","X","X","X","X","X","X","X","X","X","X","X","X","X","X","X","X","X","X","X","X","X","X","X","X","X","X","X","X","X","X","X","X","X","X","X","X","X","X","X","X","X"]
["VTissue","VTissue","V30041","组织速度特征成像",null,"X","X","X","X","X","X","X","X","X","X","X","X","X","X","X","X","X","X","X","X","X","X","X","X","O","O","O","O","O","O","O","O","O","O","O","O","O","O","O","O","O","O","X","X","-"]
["Auto optimization","Auto optimization",null,"自动优化",null,"X","X","X","X","X","X","X","X","X","X","X","X","X","X","X","X","X","X","X","X","X","X","X","X","X","X","X","X","X","X","X","X","X","X","X","X","X","X","X","X","X","X","X","X","X"]
["Easy Compare","Easy Compare","V30063","记忆追踪对比技术",null,"X","X","X","X","X","X","X","X","X","X","X","X","X","X","X","X","X","X","X","X","X","X","X","X","X","X","X","X","X","X","X","X","X","X","X","X","X","X","X","X","X","X","X","X","X"]
["Duplex/Triplex 2D/Color/PW","Duplex/Triplex 2D/Color/PW","V30081","二同步/三同步图像显示",null,"X","X","X","X","X","X","X","X","X","X","X","X","X","X","X","X","X","X","X","X","X","X","X","X","X","X","X","X","X","X","X","X","X","X","X","X","X","X","X","X","X","X","X","X","-"]
["CWD","CWD","V30051","连续多普勒",null,"X","X","X","X","X","X","X","X","X","X","X","X","X","X","X","X","X","X","X","X","X","X","-","-","-","-","-","-","-","X","X","X","-","X","X","X","X","X","X","-","-","-","-","-","-"]
["CWD",null,"V30302","T-CWD套件",null,"-","-","-","-","-","-","-","-","-","-","-","-","-","-","-","-","-","-","-","-","-","-","O","O","O","O","O","O","O","-","-","-","O","-","-","-","-","-","-","O","O","O","O","O","-"]
["PWD","PW",null,"脉冲多普勒",null,"X","X","X","X","X","X","X","X","X","X","X","X","X","X","X","X","X","X","X","X","X","X","X","X","X","X","X","X","X","X","X","X","X","X","X","X","X","X","X","X","X","X","X","X","X"]
["RF based Zoom","ReadZoom","V30590","实时局部放大",null,"X","X","X","X","X","X","X","X","X","X","X","X","X","X","X","X","X","X","X","X","X","X","X","X","X","X","X","X","X","X","X","X","X","X","X","X","X","X","X","X","X","X","X","X","X"]
["FULL screen","FullScreen","V30310","全屏显示",null,"X","X","X","X","X","X","X","X","X","X","X","X","X","X","X","X","X","X","X","X","X","X","X","X","X","X","X","X","X","X","X","X","X","X","X","X","X","X","X","X","X","X","X","X","X"]
["Smart Touch Zoom","Smart Touch Zoom","V30175","图像触摸屏缩放操作模式",null,"Δ","Δ","Δ","Δ","Δ","Δ","Δ","Δ","Δ","Δ","Δ","Δ","Δ","Δ","Δ","Δ","Δ","Δ","Δ","Δ","Δ","Δ","Δ","Δ","Δ","Δ","Δ","Δ","Δ","Δ","Δ","Δ","Δ","Δ","Δ","Δ","Δ","Δ","Δ","Δ","Δ","Δ","Δ","Δ","-"]
["CFI function","CF",null,"彩色多普勒",null,"X","X","X","X","X","X","X","X","X","X","X","X","X","X","X","X","X","X","X","X","X","X","X","X","X","X","X","X","X","X","X","X","X","X","X","X","X","X","X","X","X","X","X","X","X"]
["advanced CFI","FlowNewAlgorithm",null,"高灵敏度彩色多普勒",null,"X","X","X","X","X","X","X","X","X","X","X","X","X","X","X","X","X","X","X","X","X","X","X","X","-","-","-","-","-","X","X","X","-","X","X","X","X","X","X","-","-","-","-","-","-"]
["PDI function","PDI",null,"能量多普勒",null,"X","X","X","X","X","X","X","X","X","X","X","X","X","X","X","X","X","X","X","X","X","X","X","X","X","X","X","X","X","X","X","X","X","X","X","X","X","X","X","X","X","X","X","X","X"]
["B+CF simultaneously ","B+CF simultaneously","V30064","灰阶与彩色双幅显示",null,"X","X","X","X","X","X","X","X","X","X","X","X","X","X","X","X","X","X","X","X","X","X","X","X","X","X","X","X","X","X","X","X","X","X","X","X","X","X","X","X","X","X","X","X","X"]
["CF Velocity Profile","CF Velocity Profile","V30179","血流速度分布图",null,"X","X","X","X","X","X","X","X","X","X","X","X","X","X","X","X","X","X","X","X","X","X","X","X","X","X","X","X","X","X","X","X","X","X","X","X","X","X","X","X","X","X","X","X","X"]
["TView ","TView","V30052","梯形成像",null,"X","X","X","X","X","X","X","X","X","X","X","X","X","X","X","X","X","X","X","X","X","X","X","X","X","X","X","X","X","X","X","X","X","X","X","X","X","X","X","X","X","X","X","X","X"]
["Pview","PView","V30031","宽景成像",null,"O","O","O","O","O","O","O","O","O","O","O","O","O","O","O","O","O","O","O","O","O","O","O","O","O","O","O","O","O","O","O","O","O","O","O","O","O","O","O","O","O","O","O","O","-"]
["MAM (multi angle M mode)","Multi Angle M-mode with 360 degree rotation","V30021","全方位M型",null,"X","X","X","X","X","X","X","X","X","X","X","X","X","X","O","O","O","O","O","O","O","O","O","O","O","O","O","O","O","O","O","O","O","O","O","O","O","O","O","O","O","O","O","O","-"]
["Curve M Mode",null,"V30596","曲线解剖M型",null,"X","X","X","X","X","X","X","X","X","X","X","X","X","X","X","X","X","X","X","X","X","X","X","X","X","X","X","X","X","X","X","X","X","X","X","X","X","X","X","X","X","X","X","X","-"]
["Color M mode","Color M-mode","V30061","彩色M型",null,"X","X","X","X","X","X","X","X","X","X","X","X","X","X","X","X","X","X","X","X","X","X","X","X","Δ","Δ","Δ","Δ","Δ","O","O","O","Δ","O","O","O","O","O","O","O","O","O","Δ","Δ","-"]
["Tissue Doppler (TD)","TD","V30065","组织多普勒",null,"X","X","X","X","X","X","X","X","X","X","X","X","X","X","X","X","X","X","X","X","X","X","X","X","Δ","Δ","Δ","O","Δ","X","X","X","Δ","X","X","X","X","X","X","O","Δ","Δ","O","O","X"]
["Tissue Velocity Imaging (TVI)","TVI","V30036","组织速度成像",null,"X","X","X","X","X","X","X","X","X","X","X","X","X","X","X","X","O","O","O","O","O","O","O","O","Δ","Δ","Δ","O","Δ","O","O","O","Δ","O","O","O","O","O","O","O","Δ","Δ","Δ","Δ","-"]
["Tissue Velocity M-mode (TVM)","Tissue Velocity M-mode (TVM)","V30039","组织速度M型",null,"X","X","X","X","X","X","X","X","X","X","X","X","X","X","X","X","O","O","O","O","O","O","O","O","Δ","Δ","Δ","Δ","Δ","O","O","O","Δ","O","O","O","O","O","O","Δ","Δ","Δ","Δ","Δ","-"]
["Tissue Power Imaging (TPI)","Tissue Power Imaging(TPI)","V30170","组织多普勒能量图",null,"Δ","Δ","Δ","Δ","Δ","Δ","Δ","Δ","Δ","Δ","Δ","Δ","Δ","Δ","Δ","Δ","Δ","Δ","Δ","Δ","Δ","Δ","Δ","Δ","Δ","Δ","Δ","Δ","Δ","Δ","Δ","Δ","Δ","Δ","Δ","Δ","Δ","Δ","Δ","Δ","Δ","Δ","Δ","Δ","-"]
["Auto IMT","Auto IMT","V30033","颈动脉内中膜自动测量",null,"O","O","O","O","O","O","O","O","O","O","O","O","O","-","O","O","Δ","Δ","Δ","Δ","Δ","Δ","Δ","Δ","Δ","Δ","Δ","Δ","Δ","Δ","Δ","Δ","Δ","Δ","Δ","Δ","Δ","Δ","Δ","O","O","O","O","O","-"]
["Auto EF","Auto EF","V30149","左心室射血分数自动测量包",null,"X","X","X","X","X","X","X","X","X","X","X","X","X","X","O","O","O","O","O","O","O","O","O","O","O","O","O","O","O","O","O","O","O","O","O","O","O","O","O","O","O","O","O","O","O"]
["Auto OB","Auto OB","V30171","产科自动测量",null,"-","-","-","-","-","-","-","-","-","-","-","-","-","-","-","-","-","-","-","-","-","-","-","-","-","-","-","-","-","-","-","-","-","-","-","-","-","-","-","-","-","-","-","-","-"]
["Auto Bladder","Auto Bladder","V30172","膀胱自动测量",null,"-","-","-","-","-","-","-","-","-","-","-","-","-","-","-","-","-","-","-","-","-","-","-","-","-","-","-","-","-","-","-","-","-","-","-","-","-","-","-","-","-","-","-","-","-"]
["Tissue/pulse inversion harmonic","Har",null,"组织/反相脉冲谐波成像",null,"X","X","X","X","X","X","X","X","X","X","X","X","X","X","X","X","X","X","X","X","X","X","X","X","X","X","X","X","X","X","X","X","X","X","X","X","X","X","X","X","X","X","X","X","X"]
["Elastic imaging","Elastic imaging","V30053","弹性成像",null,"O","O","O","O","O","O","O","O","O","O","O","O","O","O","O","O","Δ","Δ","Δ","Δ","Δ","Δ","Δ","Δ","Δ","Δ","Δ","Δ","Δ","Δ","Δ","Δ","Δ","Δ","Δ","Δ","Δ","Δ","Δ","Δ","Δ","Δ","-","-","-"]
["Contrast imaging","Contrast imaging","V30054","CBI微泡造影成像(包含PPI造影分析)",null,"O","X","O","O","O","O","O","O","O","O","O","O","O","O","O","O","Δ","Δ","Δ","Δ","Δ","Δ","Δ","Δ","Δ","Δ","Δ","Δ","Δ","Δ","Δ","Δ","Δ","Δ","Δ","Δ","Δ","Δ","Δ","Δ","Δ","Δ","-","-","-"]
["vFlash","VFlash","V30176","声动力成像",null,"O","X","-","-","-","-","-","-","-","-","-","-","-","-","-","-","-","-","-","-","-","-","-","-","-","-","-","-","-","-","-","-","-","-","-","-","-","-","-","-","-","-","-","-","-"]
["B/Color steer",null,null,"灰阶与彩色独立偏转",null,"X","X","X","X","X","X","X","X","X","X","X","X","X","X","X","X","X","X","X","X","X","X","X","X","X","X","X","X","X","X","X","X","X","X","X","X","X","X","X","X","X","X","X","X","X"]
["Needle enhancement","Needle enhancement","V30080","穿刺增强",null,"O","O","O","O","O","O","O","O","O","O","O","O","O","O","O","O","O","O","O","O","O","O","O","O","O","O","O","O","O","O","O","O","O","O","O","O","O","O","O","O","O","O","O","O","-"]
["Support Mobile data transmission via Bluetooth and E-Mail","Support Mobile data transmission via Bluetooth and E-Mail","V30082","移动图像传输方案",null,"X","X","X","X","X","X","X","X","X","X","X","X","X","X","X","X","X","X","X","X","X","X","X","X","X","X","X","X","X","X","X","X","X","X","X","X","X","X","X","X","X","X","X","X","-"]
["SGC","Scanline Gain Compensation","V30107","扫描增益补偿",null,"X","X","X","X","X","X","X","X","X","X","X","X","X","X","X","X","O","O","O","O","O","O","O","O","O","O","O","O","O","O","O","O","O","O","O","O","O","O","O","O","O","O","-","-","-"]
["Tutorials","Tutorial","V30195","超声教学功能",null,"X","X","X","X","X","X","X","X","X","X","X","X","X","X","X","X","X","X","X","X","X","X","X","X","X","X","X","X","X","X","X","X","X","X","X","X","X","X","X","X","X","X","X","X","X"]
["Maximum linear probe depth display (X6Δ16L)","X6-16L_MaxDepth",null,null,null,"-","-","-","-","-","-","-","-","-","-","-","-","-","-","16cm","16cm","16cm","16cm","16cm","16cm","16cm","16cm","16cm","16cm","16cm","16cm","16cm","16cm","16cm","16cm","16cm","16cm","16cm","16cm","16cm","16cm","16cm","16cm","16cm","-","-","-","-","-","-"]
["PWV","Pulse Wave Velocity(PWV)","V30210","脉搏波定量分析",null,"-","-","-","-","-","-","-","-","-","-","-","-","-","-","-","-","-","-","-","-","-","-","-","-","-","-","-","-","-","-","-","-","-","-","-","-","-","-","-","-","-","-","-","-","-"]
["AMAS( Automatic measurement of Arterial stiffness ) ","Advanced PWV","V30354","整体动脉僵硬度自动测量系统",null,"-","-","-","-","-","-","-","-","-","-","-","-","-","-","-","-","-","-","-","-","-","-","-","-","-","-","-","-","-","-","-","-","-","-","-","-","-","-","-","-","-","-","-","-","-"]
["Stress Echo","Stress Echo","V30211","负荷成像",null,"O","O","O","-","-","-","-","-","-","-","-","-","-","O","-","-","-","-","-","-","-","-","-","-","-","-","-","-","-","O","O","O","-","-","-","-","-","-","-","-","-","-","-","-","-"]
["2D auto follicle","Auto Follicle","V30212","二维卵泡自动测量",null,"-","-","-","-","-","-","-","-","-","-","-","-","-","-","-","-","-","-","-","-","-","-","-","-","-","-","-","-","-","-","-","-","-","-","-","-","-","-","-","-","-","-","-","-","-"]
["HSG","C3DC4D(HSG)","V30215","输卵管造影",null,"-","-","-","-","-","-","-","-","-","-","-","-","-","-","-","-","-","-","-","-","-","-","-","-","-","-","-","-","-","-","-","-","-","-","-","-","-","-","-","-","-","-","-","-","-"]
["VINNO Cardiac Quantification","vCQ","V30291","辅助诊疗功能",null,"-","-","-","O","O","O","O","O","O","O","O","O","O","-","O","O","O","O","O","O","O","O","O","O","O","O","O","O","O","-","-","-","O","O","O","O","O","O","O","O","O","O","O","O","X"]
["VINNO Cardiac Quantification","vCQ-ABD","V30750","辅助诊疗功能（腹部）",null,"O","X","O","-","-","-","-","-","-","-","-","-","-","O","-","-","-","-","-","-","-","-","-","-","-","-","-","-","-","O","X","X","-","-","-","-","-","-","-","-","-","-","-","-","-"]
["VINNO Cardiac Quantification","vCQ-Cardiac","V30753","辅助诊疗功能（心脏）",null,"O","X","O","-","-","-","-","-","-","-","-","-","-","O","-","-","-","-","-","-","-","-","-","-","-","-","-","-","-","O","X","X","-","-","-","-","-","-","-","-","-","-","-","-","-"]
["Zone Imaging","ZoneImage","V30303","全御相关成像",null,"X","X","X","X","X","X","X","X","X","X","X","X","X","X","X","X","X","X","X","X","X","X","X","X","X","X","X","X","X","X","X","X","X","X","X","X","X","X","X","X","X","X","-","-","-"]
[" VFlow","HQFlow","V30355","高灵敏度血流",null,"X","X","X","X","X","X","X","X","X","X","X","X","X","X","X","X","-","-","-","-","-","-","-","-","-","-","-","-","-","-","-","-","-","-","-","-","-","-","-","-","-","-","-","-","-"]
["Strain Imaging","Strain Rate","V30356","应变成像",null,"O","O","O","O","O","O","O","O","O","O","O","O","O","-","O","O","O","-","-","-","-","O","-","-","-","-","-","-","-","O","O","O","-","O","O","O","O","O","O","-","-","-","-","-","-"]
["Emergency","Emergency Package","V30463","急诊",null,"-","-","-","-","-","-","-","-","-","-","-","-","-","-","-","-","-","-","-","-","-","-","-","-","-","-","-","-","-","-","-","-","-","-","-","-","-","-","-","-","-","-","-","-","-"]
["Nephrology","Nephrology Package","V30464","肾内（血管通路）",null,"-","-","-","-","-","-","-","-","-","-","-","-","-","-","-","-","-","-","-","-","-","-","-","-","-","-","-","-","-","-","-","-","-","-","-","-","-","-","-","-","-","-","-","-","-"]
["ICU","ICU Package","V30465","重症",null,"-","-","-","-","-","-","-","-","-","-","-","-","-","-","-","-","-","-","-","-","-","-","-","-","-","-","-","-","-","-","-","-","-","-","-","-","-","-","-","-","-","-","-","-","-"]
["Anesthesia","Anesthesia Package","V30419","神经麻醉包",null,"-","-","-","-","-","-","-","-","-","-","-","-","-","-","-","-","-","-","-","-","-","-","-","-","-","-","-","-","-","-","-","-","-","-","-","-","-","-","-","-","-","-","-","-","-"]
["MSK","MSKPackage","V30361","肌骨",null,"-","-","-","-","-","-","-","-","-","-","-","-","-","-","-","-","-","-","-","-","-","-","-","-","-","-","-","-","-","-","-","-","-","-","-","-","-","-","-","-","-","-","-","-","-"]
["VReport","VReport","V30363","VReport",null,"O","O","O","O","O","O","O","O","O","O","O","O","O","O","O","O","O","O","O","O","O","O","O","O","O","O","O","O","O","O","O","O","O","O","O","O","O","O","O","O","O","O","O","O","-"]
["VSPORT","SPORTPackage","V30386","运动版",null,"-","-","-","-","-","-","-","-","-","-","-","-","-","-","-","-","-","-","-","-","-","-","-","-","-","-","-","-","-","-","-","-","-","-","-","-","-","-","-","-","-","-","-","-","-"]
["Remote Examination","Remote Examination","V30420","远程考核",null,"Δ","Δ","Δ","Δ","Δ","Δ","Δ","Δ","Δ","Δ","Δ","Δ","Δ","Δ","Δ","Δ","Δ","Δ","Δ","Δ","Δ","Δ","Δ","Δ","Δ","Δ","Δ","Δ","Δ","Δ","Δ","Δ","Δ","Δ","Δ","Δ","Δ","Δ","Δ","Δ","Δ","Δ","Δ","Δ","-"]
["Shear Wave Imaging(VShear)","SWEI","V30494","剪切波弹性成像(VShear)",null,"-","-","-","-","-","-","-","-","-","-","-","-","-","-","-","-","-","-","-","-","-","-","-","-","-","-","-","-","-","-","-","-","-","-","-","-","-","-","-","-","-","-","-","-","-"]
[" VLuminous Flow","RadiantFlow","V30495","立体血流",null,"X","X","X","X","X","X","X","X","X","X","X","X","X","X","X","X","X","X","X","X","X","X","X","X","X","X","X","X","X","X","X","X","X","X","X","X","X","X","X","X","X","X","X","X","-"]
["Live IMT","AutoImtInScan","V30496","实时IMT",null,"-","-","-","-","-","-","-","-","-","-","-","-","-","-","-","-","-","-","-","-","-","-","-","-","-","-","-","-","-","-","-","-","-","-","-","-","-","-","-","-","-","-","-","-","-"]
["Customized Auto Workflow(VWork)","Auto Works","V30502","自定义工作流(VWork)",null,"X","X","X","X","X","X","X","X","X","X","X","X","X","X","X","X","X","X","X","X","X","X","X","X","X","X","X","X","X","X","X","X","X","X","X","X","X","X","X","X","X","X","X","X","-"]
["Auto Flow Volume","Auto Flow Volume","V30531","血流量自动测量",null,"-","-","-","-","-","-","-","-","-","-","-","-","-","-","-","-","-","-","-","-","-","-","-","-","-","-","-","-","-","-","-","-","-","-","-","-","-","-","-","-","-","-","-","-","-"]
["Cardiac Guide","Cardiac Guide","V30554","心脏AI导航",null,"-","-","-","-","-","-","-","-","-","-","-","-","-","-","-","-","-","-","-","-","-","-","-","-","-","-","-","-","-","-","-","-","-","-","-","-","-","-","-","-","-","-","-","-","-"]
["lung ai","LungAI","V30559","智能肺超",null,"-","-","-","-","-","-","-","-","-","-","-","-","-","-","-","-","-","-","-","-","-","-","-","-","-","-","-","-","-","-","-","-","-","-","-","-","-","-","-","-","-","-","-","-","-"]
["Multi Doppler","MultiGatesPW","V30624","多门多普勒",null,"X","X","X","O","O","O","O","O","O","O","O","O","O","O","-","-","-","-","-","-","-","-","-","-","-","-","-","-","-","O","O","O","-","-","-","-","-","-","-","-","-","-","-","-","-"]
["Tissue boost","SupportTissueBoost","V30626","组织增强 ",null,"-","-","-","-","-","-","-","-","-","-","-","-","-","-","-","-","-","-","-","-","-","-","-","-","-","-","-","-","-","-","-","-","-","-","-","-","-","-","-","-","-","-","-","-","-"]
["ECG Function","ECG","V30786","ECG 软件功能",null,"O","O","O","O","O","O","O","O","O","O","O","O","O","O","O","O","O","O","O","O","O","O","O","O","O","O","O","O","O","O","O","O","O","O","O","O","O","O","O","O","O","O","O","O","-"]
["Velp功能（兽用Ai功能）","Velp","V30826","Velp功能（兽用Ai功能）",null,"O","O","-","-","-","-","-","-","-","-","-","-","-","O","-","-","-","-","-","-","-","-","-","-","-","-","-","-","-","O","O","O","-","-","-","-","-","-","-","-","-","-","-","-","-"]
["Scan Guide","Vet Procedure","V30827","扫查引导功能",null,"O","O","O","-","-","-","-","-","-","-","-","-","-","O","-","-","-","-","-","-","-","-","-","-","-","-","-","-","-","O","O","O","-","-","-","-","-","-","-","-","-","-","-","-","-"]
["DICOM export and storage, printer, worklist","DICOM export and storage, printer, worklist","V30038","DICOM接口（导出与存储,打印,列表）",null,"O","O","O","O","O","O","O","O","O","O","O","O","O","O","O","O","O","O","O","O","O","O","O","O","O","O","O","O","O","O","O","O","O","O","O","O","O","O","O","O","O","O","O","O","-"]
["DICOM export and storage, ","DicomStoragePackage","V30359","DICOM3.0基础功能",null,"-","-","-","-","-","-","-","-","-","-","-","-","-","-","-","-","-","-","-","-","-","-","-","-","-","-","-","-","-","-","-","-","-","-","-","-","-","-","-","-","-","-","-","-","X"]
["DICOM printer/ worklist","DicomNetworkPackage","V30360","DICOM3.0接口",null,"-","-","-","-","-","-","-","-","-","-","-","-","-","-","-","-","-","-","-","-","-","-","-","-","-","-","-","-","-","-","-","-","-","-","-","-","-","-","-","-","-","-","-","-","-"]
["Transfer image to FTP server","Transfer image to FTP server","V30087","传输影像至FTP服务器",null,"X","X","X","X","X","X","X","X","X","X","X","X","X","X","X","X","X","X","X","X","X","X","X","X","X","X","X","X","X","X","X","X","X","X","X","X","X","X","X","X","X","X","X","X","-"]
["RF data export","RF data export","V30088","RF元数据导出",null,"Δ","Δ","Δ","Δ","Δ","Δ","Δ","Δ","Δ","Δ","Δ","Δ","Δ","Δ","Δ","Δ","Δ","Δ","Δ","Δ","Δ","Δ","Δ","Δ","Δ","Δ","Δ","Δ","Δ","Δ","Δ","Δ","Δ","Δ","Δ","Δ","Δ","Δ","Δ","Δ","Δ","Δ","Δ","Δ","-"]
["vCloud interface","vCloud","V30173","远程传输接口",null,"X","X","X","X","X","X","X","X","X","X","X","X","X","X","X","X","X","X","X","X","X","X","X","X","X","X","X","X","X","X","X","X","X","X","X","X","X","X","X","X","X","X","X","X","-"]
["SMF(Super Micro Flow)","SupportHSF","V30615","超微细血流成像",null,"O","O","O","-","-","-","-","-","-","-","-","-","-","-","-","-","-","-","-","-","-","-","-","-","-","-","-","-","-","-","-","-","-","-","-","-","-","-","-","-","-","-","-","-","-"]
["CBI uFR （ultraFast Frame Rate CBI）","UltraFastCBI","V30621","超快造影",null,"-","-","-","-","-","-","-","-","-","-","-","-","-","-","-","-","-","-","-","-","-","-","-","-","-","-","-","-","-","-","-","-","-","-","-","-","-","-","-","-","-","-","-","-","-"]
["PWV+","Pulse Wave Velocity(PWV)","V30623","PWV+超快脉搏波定量分析技术",null,"-","-","-","-","-","-","-","-","-","-","-","-","-","-","-","-","-","-","-","-","-","-","-","-","-","-","-","-","-","-","-","-","-","-","-","-","-","-","-","-","-","-","-","-","-"]
["AAS(Adaptive Acoustic Speed) ","VSI","V30625","声速自适应技术",null,"-","-","-","-","-","-","-","-","-","-","-","-","-","-","-","-","-","-","-","-","-","-","-","-","-","-","-","-","-","-","-","-","-","-","-","-","-","-","-","-","-","-","-","-","-"]
["MCP(Micro Contrast Perfusion)","CBI MVI","V30712","微血管造影增强成像",null,"O","X","O","-","-","-","-","-","-","-","-","-","-","-","-","-","-","-","-","-","-","-","-","-","-","-","-","-","-","-","-","-","-","-","-","-","-","-","-","-","-","-","-","-","-"]
["Angle Free Flow",null,"V30713","血流自适应成像",null,"-","-","-","-","-","-","-","-","-","-","-","-","-","-","-","-","-","-","-","-","-","-","-","-","-","-","-","-","-","-","-","-","-","-","-","-","-","-","-","-","-","-","-","-","-"]
["Research Access","Research Access","V30714 ","原始科研数据导出",null,"O","O","O","-","-","-","-","-","-","-","-","-","-","-","-","-","-","-","-","-","-","-","-","-","-","-","-","-","-","-","-","-","-","-","-","-","-","-","-","-","-","-","-","-","-"]
["URM","SuperResolution","V30842","URM（超分辨显微成像）",null,"-","Δ","-","-","-","-","-","-","-","-","-","-","-","-","-","-","-","-","-","-","-","-","-","-","-","-","-","-","-","-","-","-","-","-","-","-","-","-","-","-","-","-","-","-","-"]
["Ultra Fast Tissue imaging",null,"V30613","超快组织成像技术",null,"-","-","-","-","-","-","-","-","-","-","-","-","-","-","-","-","-","-","-","-","-","-","-","-","-","-","-","-","-","-","-","-","-","-","-","-","-","-","-","-","-","-","-","-","-"]
["Ultra Fast CF imaging",null,"V30614","超快血流成像技术\n",null,"-","-","-","-","-","-","-","-","-","-","-","-","-","-","-","-","-","-","-","-","-","-","-","-","-","-","-","-","-","-","-","-","-","-","-","-","-","-","-","-","-","-","-","-","-"]
["Remote consultation","Remote Consultation","V30740","远程会诊",null,"-","-","-","-","-","-","-","-","-","-","-","-","-","-","-","-","-","-","-","-","-","-","-","-","-","-","-","-","-","Δ","Δ","Δ","-","-","-","-","-","-","-","-","-","-","-","-","-"]
["Ultra frame VShear+",null,"V30622"," VShear+ 超快剪切波弹性成像",null,"-","-","-","-","-","-","-","-","-","-","-","-","-","-","-","-","-","-","-","-","-","-","-","-","-","-","-","-","-","-","-","-","-","-","-","-","-","-","-","-","-","-","-","-","-"]
[" TDI-QA",null,"V30861","组织多普勒定量分析",null,"-","-","-","-","-","-","-","-","-","-","-","-","-","-","-","-","-","-","-","-","-","-","-","-","-","-","-","-","-","-","-","-","-","-","-","-","-","-","-","-","-","-","-","-","-"]
[" LAB Strain Imaging",null,"V30862","实验室应变成像",null,"-","-","-","-","-","-","-","-","-","-","-","-","-","O","-","-","-","-","-","-","-","-","-","-","-","-","-","-","-","-","-","-","-","-","-","-","-","-","-","-","-","-","-","-","-"]
["VET Strain Imaging",null,"V30863","常规动物应变成像",null,"-","-","-","-","-","-","-","-","-","-","-","-","-","O","-","-","-","-","-","-","-","-","-","-","-","-","-","-","-","-","-","-","-","-","-","-","-","-","-","-","-","-","-","-","-"]
[]
["3D/4D Imaging Features"]
["3D imaging","3D imaging","V30135","三维成像",null,"Δ","Δ","Δ","Δ","Δ","Δ","Δ","Δ","Δ","Δ","Δ","Δ","Δ","Δ","Δ","Δ","Δ","Δ","Δ","Δ","Δ","Δ","Δ","Δ","Δ","Δ","Δ","Δ","Δ","Δ","Δ","Δ","Δ","Δ","Δ","Δ","Δ","Δ","Δ","Δ","Δ","Δ","Δ","Δ","-"]
["Real-time grayscale 4D","Real-time grayscale 4D","V30066","实时灰阶四维",null,"Δ","Δ","Δ","Δ","Δ","Δ","Δ","Δ","Δ","Δ","Δ","Δ","Δ","Δ","Δ","Δ","Δ","Δ","Δ","Δ","Δ","Δ","Δ","Δ","Δ","Δ","Δ","Δ","Δ","Δ","Δ","Δ","Δ","Δ","Δ","Δ","Δ","Δ","Δ","Δ","Δ","Δ","Δ","Δ","-"]
["4D Volume/sec (65 angle)",null,null,"四维帧频",{"$nulls":43},"Δ","Δ","-"]
["Tomographic display (Mcut)","Tomographic display (Mcut)","V30067","超声断层成像",null,"Δ","Δ","Δ","Δ","Δ","Δ","Δ","Δ","Δ","Δ","Δ","Δ","Δ","Δ","Δ","Δ","Δ","Δ","Δ","Δ","Δ","Δ","Δ","Δ","Δ","Δ","Δ","Δ","Δ","Δ","Δ","Δ","Δ","Δ","Δ","Δ","Δ","Δ","Δ","Δ","Δ","Δ","Δ","Δ","-"]
["Rendering algorithms",null,null,"渲染方式",{"$nulls":43},"Δ","Δ","-"]
["- maximum, minimum, XΔRay",null,null," 最大、最小、X光显影模式",null,"Δ","Δ","Δ","Δ","Δ","Δ","Δ","Δ","Δ","Δ","Δ","Δ","Δ","Δ","Δ","Δ","Δ","Δ","Δ","Δ","Δ","Δ","Δ","Δ","Δ","Δ","Δ","Δ","Δ","Δ","Δ","Δ","Δ","Δ","Δ","Δ","Δ","Δ","Δ","Δ","Δ","Δ","Δ","Δ","-"]
["- surface, smooth",null,null,"表面模式、平滑模式",null,"Δ","Δ","Δ","Δ","Δ","Δ","Δ","Δ","Δ","Δ","Δ","Δ","Δ","Δ","Δ","Δ","Δ","Δ","Δ","Δ","Δ","Δ","Δ","Δ","Δ","Δ","Δ","Δ","Δ","Δ","Δ","Δ","Δ","Δ","Δ","Δ","Δ","Δ","Δ","Δ","Δ","Δ","Δ","Δ","-"]
["Parameter adjustable after freeze",{"$nulls":4},"Δ","Δ","Δ","Δ","Δ","Δ","Δ","Δ","Δ","Δ","Δ","Δ","Δ","Δ","Δ","Δ","Δ","Δ","Δ","Δ","Δ","Δ","Δ","Δ","Δ","Δ","Δ","Δ","Δ","Δ","Δ","Δ","Δ","Δ","Δ","Δ","Δ","Δ","Δ","Δ","Δ","Δ","Δ","Δ","-"]
["HQ (High Quality) 3D/4D","HQ3D&HQ4D","V30035","羊膜腔镜成像技术",null,"Δ","Δ","Δ","Δ","Δ","Δ","Δ","Δ","Δ","Δ","Δ","Δ","Δ","Δ","Δ","Δ","Δ","Δ","Δ","Δ","Δ","Δ","Δ","Δ","Δ","Δ","Δ","Δ","Δ","Δ","Δ","Δ","Δ","Δ","Δ","Δ","Δ","Δ","Δ","Δ","Δ","Δ","Δ","Δ","-"]
["Spatio Temporal Image Correlation (STIC)",null,"V30037","时间空间相关成像",null,"-","-","-","Δ","Δ","Δ","Δ","Δ","Δ","Δ","Δ","Δ","Δ","-","Δ","Δ","Δ","Δ","Δ","Δ","Δ","Δ","Δ","Δ","Δ","Δ","Δ","Δ","Δ","-","-","-","Δ","Δ","Δ","Δ","Δ","Δ","Δ","Δ","Δ","Δ","Δ","Δ","-"]
["Spatio Temporal Image Correlation (STIC)","Spatio Temporal Image Correlation (STIC)","V30787","时间空间相关成像",null,"Δ","Δ","Δ","Δ","Δ","Δ","Δ","Δ","Δ","Δ","Δ","Δ","Δ","Δ","Δ","Δ","Δ","Δ","Δ","Δ","Δ","Δ","Δ","Δ","Δ","Δ","Δ","Δ","Δ","Δ","Δ","Δ","Δ","Δ","Δ","Δ","Δ","Δ","Δ","Δ","Δ","Δ","Δ","Δ","-"]
["Auto NT","Auto NT","V30040","自动颈项透明层测量",null,"Δ","Δ","Δ","Δ","Δ","Δ","Δ","Δ","Δ","Δ","Δ","Δ","Δ","Δ","Δ","Δ","Δ","Δ","Δ","Δ","Δ","Δ","Δ","Δ","Δ","Δ","Δ","Δ","Δ","Δ","Δ","Δ","Δ","Δ","Δ","Δ","Δ","Δ","Δ","Δ","Δ","Δ","Δ","Δ","-"]
["Auto IT measure","Auto IT","V30503","自动IT(颅内透明层)测量（同autoNT）",null,"Δ","Δ","Δ","Δ","Δ","Δ","Δ","Δ","Δ","Δ","Δ","Δ","Δ","Δ","Δ","Δ","Δ","Δ","Δ","Δ","Δ","Δ","Δ","Δ","Δ","Δ","Δ","Δ","Δ","Δ","Δ","Δ","Δ","Δ","Δ","Δ","Δ","Δ","Δ","Δ","Δ","Δ","Δ","Δ","-"]
["Inversion mode","Inversion mode","V30057","灰阶反转模式",null,"Δ","Δ","Δ","Δ","Δ","Δ","Δ","Δ","Δ","Δ","Δ","Δ","Δ","Δ","Δ","Δ","Δ","Δ","Δ","Δ","Δ","Δ","Δ","Δ","Δ","Δ","Δ","Δ","Δ","Δ","Δ","Δ","Δ","Δ","Δ","Δ","Δ","Δ","Δ","Δ","Δ","Δ","Δ","Δ","-"]
["Magic cut","Magic cut","V30058","魔术刀",null,"Δ","Δ","Δ","Δ","Δ","Δ","Δ","Δ","Δ","Δ","Δ","Δ","Δ","Δ","Δ","Δ","Δ","Δ","Δ","Δ","Δ","Δ","Δ","Δ","Δ","Δ","Δ","Δ","Δ","Δ","Δ","Δ","Δ","Δ","Δ","Δ","Δ","Δ","Δ","Δ","Δ","Δ","Δ","Δ","-"]
["Smart touch panel 3D/4D operation","Smart touch panel 3D/4D operation","V30059","智能三维/四维触摸屏操作模式",null,"Δ","Δ","Δ","Δ","Δ","Δ","Δ","Δ","Δ","Δ","Δ","Δ","Δ","Δ","Δ","Δ","Δ","Δ","Δ","Δ","Δ","Δ","Δ","Δ","Δ","Δ","Δ","Δ","Δ","Δ","Δ","Δ","Δ","Δ","Δ","Δ","Δ","Δ","Δ","Δ","Δ","Δ","Δ","Δ","-"]
["Free view","Free view","V30060","容积超声断层成像",null,"Δ","Δ","Δ","Δ","Δ","Δ","Δ","Δ","Δ","Δ","Δ","Δ","Δ","Δ","Δ","Δ","Δ","Δ","Δ","Δ","Δ","Δ","Δ","Δ","Δ","Δ","Δ","Δ","Δ","Δ","Δ","Δ","Δ","Δ","Δ","Δ","Δ","Δ","Δ","Δ","Δ","Δ","Δ","Δ","-"]
["Smart 3D Volume Calculation","Smart 3D Volume Calculation","V30177","智能三维容积计算",null,"Δ","Δ","Δ","Δ","Δ","Δ","Δ","Δ","Δ","Δ","Δ","Δ","Δ","Δ","Δ","Δ","Δ","Δ","Δ","Δ","Δ","Δ","Δ","Δ","Δ","Δ","Δ","Δ","Δ","Δ","Δ","Δ","Δ","Δ","Δ","Δ","Δ","Δ","Δ","Δ","Δ","Δ","Δ","Δ","-"]
["Free 3D","Free 3D","V30178","自由臂3D",null,"Δ","Δ","Δ","Δ","Δ","Δ","Δ","Δ","Δ","Δ","Δ","Δ","Δ","Δ","Δ","Δ","Δ","Δ","Δ","Δ","Δ","Δ","Δ","Δ","Δ","Δ","Δ","Δ","Δ","Δ","Δ","Δ","Δ","Δ","Δ","Δ","Δ","Δ","Δ","Δ","Δ","Δ","Δ","Δ","-"]
["3D auto follicle","Follicle 3D","V30213","三维卵泡自动测量",null,"Δ","Δ","Δ","Δ","Δ","Δ","Δ","Δ","Δ","Δ","Δ","Δ","Δ","Δ","Δ","Δ","Δ","Δ","Δ","Δ","Δ","Δ","Δ","Δ","Δ","Δ","Δ","Δ","Δ","Δ","Δ","Δ","Δ","Δ","Δ","Δ","Δ","Δ","Δ","Δ","Δ","Δ","Δ","Δ","-"]
["4D HQ Silhouette mode","HQSilhouette","V30358","HQ剪影模式",null,"-","-","-","-","-","-","-","-","-","-","-","-","-","-","-","-","-","-","-","-","-","-","-","-","-","-","-","-","-","-","-","-","-","-","-","-","-","-","-","-","-","-","-","-","-"]
["Export 3D data for 3D printer","Export 3D data for 3D printer","V30504","导出3D打印数据",null,"Δ","Δ","Δ","Δ","Δ","Δ","Δ","Δ","Δ","Δ","Δ","Δ","Δ","Δ","Δ","Δ","Δ","Δ","Δ","Δ","Δ","Δ","Δ","Δ","Δ","Δ","Δ","Δ","Δ","Δ","Δ","Δ","Δ","Δ","Δ","Δ","Δ","Δ","Δ","Δ","Δ","Δ","Δ","Δ","-"]
["Auto Levator Ani","Auto Levator Hiatus","V30505","3D盆底肛提肌裂孔自动测量",null,"Δ","Δ","Δ","Δ","Δ","Δ","Δ","Δ","Δ","Δ","Δ","Δ","Δ","Δ","Δ","Δ","Δ","Δ","Δ","Δ","Δ","Δ","Δ","Δ","Δ","Δ","Δ","Δ","Δ","Δ","Δ","Δ","Δ","Δ","Δ","Δ","Δ","Δ","Δ","Δ","Δ","Δ","Δ","Δ","-"]
["3D Smart Face","3D Smart Face","V30506","智能胎儿面部成像",null,"Δ","Δ","Δ","Δ","Δ","Δ","Δ","Δ","Δ","Δ","Δ","Δ","Δ","Δ","Δ","Δ","Δ","Δ","Δ","Δ","Δ","Δ","Δ","Δ","Δ","Δ","Δ","Δ","Δ","Δ","Δ","Δ","Δ","Δ","Δ","Δ","Δ","Δ","Δ","Δ","Δ","Δ","Δ","Δ","-"]
["VNavIn 3D","Endoscope3D","V30552","超声3D内视渲染技术",null,"Δ","Δ","Δ","Δ","Δ","Δ","Δ","Δ","Δ","Δ","Δ","Δ","Δ","Δ","Δ","Δ","Δ","Δ","Δ","Δ","Δ","Δ","Δ","Δ","Δ","Δ","Δ","Δ","Δ","Δ","Δ","Δ","Δ","Δ","Δ","Δ","Δ","Δ","Δ","Δ","Δ","Δ","Δ","Δ","-"]
["Niche View\n","Niche 3D\n","V30439","壁龛成像",null,"-","-","-","-","-","-","-","-","-","-","-","-","-","-","-","-","-","-","-","-","-","-","-","-","-","-","-","-","-","-","-","-","-","-","-","-","-","-","-","-","-","-","-","-","-"]
[]
["General Specification"]
["RF platform",null,null,"RF元数据平台",null,"X","X","X","X","X","X","X","X","X","X","X","X","X","X","X","X","X","X","X","X","X","X","X","X","X","X","X","X","X","X","X","X","X","X","X","X","X","X","X","X","X","X","X","X","X"]
["Cineloop",null,null,"电影回放",null,"1500\"/30000 frame","1500\"/30000 frame","1500\"/30000 frame","1500\"/30000 frame","1500\"/30000 frame","1500\"/30000 frame","1500\"/30000 frame","1500\"/30000 frame","1500\"/30000 frame","1500\"/30000 frame","1500\"/30000 frame","1500\"/30000 frame","1500\"/30000 frame","1500\"/30000 frame","1500\"/30000 frame","1500\"/30000 frame","1500\"/30000 frame","1500\"/30000 frame","1500\"/30000 frame","1500\"/30000 frame","1500\"/30000 frame","1500\"/30000 frame"," 1500 second"," 1500 second"," 1500 second"," 1500 second"," 1500 second"," 1500 second"," 1500 second"," 1500 second"," 1500 second"," 1500 second"," 1500 second"," 1000 second"," 1000 second"," 1000 second"," 1000 second"," 1000 second"," 1000 second"," 1000 second"," 1000 second"," 1000 second"," 1500 second"," 1500 second"," 1500 second"]
["M2-SSD",{"$nulls":4},"X（250G）","X（250G）","X（250G）","500G","500G","500G","500G","500G","500G","500G","500G","500G","500G","500G","-","-","-","-","-","-","-","-","-","-","-","-","-","-","-","-","-","-","-","-","-","-","-","-","-","-","-","-","-","-","-"]
["SSD for G55/R",{"$nulls":4},"-","-","-","-","-","-","-","-","-","-","-","-","-","-","500G","500G","500G","500G","500G","500G","500G","500G","-","-","-","-","-","-","-","-","-","-","-","-","-","-","-","-","-","-","-","-","-","-","-"]
["SSD for quick bootup(E20 系列)",{"$nulls":4},"-","-","-","-","-","-","-","-","-","-","-","-","-","-","-","-","-","-","-","-","-","-","250G SSD","250G SSD","250G SSD","250G SSD","-","250G SSD","250G SSD","-","-","-","250G SSD","-","-","-","-","-","-","-","-","-","-","-","-"]
["SSD for quick bootup(portable)",{"$nulls":4},"-","-","-","-","-","-","-","-","-","-","-","-","-","-","-","-","-","-","-","-","-","-","-","-","-","-","-","-","-","512G SSD","512G SSD","512G SSD","-","250G SSD","250G SSD","250G SSD","250G SSD","250G SSD","250G SSD","120G SSD","120G SSD","120G SSD","120G SSD","120G SSD","120G SSD"]
["Memory size",null,null,"内存",null,"16G","16G","16G","16G","16G","16G","16G","16G","16G","16G","16G","16G","16G","8G","8G","8G","8G","8G","8G","8G","8G","4G","4G","4G","4G","4G","4G","4G","4G","8G","8G","8G","4G","4G","4G","4G","4G","4G","4G","4G","4G","4G","4G","4G","8G"]
["HDD",null,null,"硬盘",null,"1T","1T","1T","O","O","O","O","O","O","O","O","O","O","O","O","O","O","O","O","O","O","O","O","O","O","O","1T","O","O","-","-","-","O","-","-","-","-","-","-","-","-","-","-","-","-"]
["Monitor size",null,null,"显示器",null,"23.8\"","23.8\"","23.8\"","21.5\"","21.5\"","21.5\"","21.5\"","21.5\"","21.5\"","21.5\"","21.5\"","21.5\"","21.5\"","23.8\"","21.5\"","18.5“","21.5\"","21.5\"","21.5\"","18.5“","18.5“","18.5“","18.5\"","18.5\"","18.5\"","18.5\"","18.5\"","18.5\"","15.6\"","15.6\"","15.6\"","15.6\"","18.5\"","15.6\"","15.6\"","15.6\"","15.6\"","15.6\"","15.6\"","15.6\"","15.6\"","15.6\"","15.6“","15.6“","15.6“"]
["Touch panel ",null,null,"触摸屏操作",null,"13.3\"","13.3\"","13.3\"","13.3\"","13.3\"","13.3\"","13.3\"","13.3\"","13.3\"","13.3\"","13.3\"","13.3\"","13.3\"","15.6\"","10\"","10\"","10\"","10\"","10\"","10\"","10\"","10\"","10.1\"","10.1\"","10.1\"","10.1\"","10.1\"","10.1\"","8\"","8\"","8\"","8\"","8\"","8\"","8\"","8\"","8\"","8\"","8\"","8\"","8\"","8\"","-","-","-"]
["Integrated DVDRW ",null,null,"可读写DVD",null,"X","X","X","X","X","X","X","X","X","X","X","X","X","X","X","X","X","X","X","X","X","X","-","-","-","-","X","-","-","-","-","-","-","-","-","-","-","-","-","-","-","-","-","-","-"]
["B/W video printer slot",null,null,"黑白打印机安装槽",null,"X","X","X","X","X","X","X","X","X","X","X","X","X","X","X","X","X","X","X","X","X","X","X","X","X","X","X","X","X","in the cart","in the cart","in the cart","X","in the cart","in the cart","in the cart","in the cart","in the cart","in the cart","in the cart","in the cart","in the cart","in the cart","in the cart","in the cart"]
["Patient database",null,null,"病人数据",null,"X","X","X","X","X","X","X","X","X","X","X","X","X","X","X","X","X","X","X","X","X","X","X","X","X","X","X","X","X","X","X","X","X","X","X","X","X","X","X","X","X","X","X","X","X"]
["Quick store",null,null,"USB快速存储",null,"X","X","X","X","X","X","X","X","X","X","X","X","X","X","X","X","X","X","X","X","X","X","X","X","X","X","X","X","X","X","X","X","X","X","X","X","X","X","X","X","X","X","X","X","X"]
["Network storage and printing","Network Printer",null,"网络存储与网络打印",null,"X","X","X","X","X","X","X","X","X","X","X","X","X","X","X","X","X","X","X","X","X","X","X","X","X","X","X","X","X","X","X","X","X","X","X","X","X","X","X","X","X","X","X","X","-"]
["Auto track in PW/CW",null,null,"多普勒频谱自动包络",null,"X","X","X","X","X","X","X","X","X","X","X","X","X","X","X","X","X","X","X","X","X","X","X","X","X","X","X","X","X","X","X","X","X","X","X","X","X","X","X","X","X","X","X","X","X"]
["Vascular calculations",null,null,"血管测量包",null,"X","X","X","X","X","X","X","X","X","X","X","X","X","X","X","X","X","X","X","X","X","X","X","X","X","X","X","X","X","X","X","X","X","X","X","X","X","X","X","X","X","X","X","X","X"]
["Cardiac calculations",null,null,"心脏测量包",null,"X","X","X","X","X","X","X","X","X","X","X","X","X","X","X","X","X","X","X","X","X","X","X","X","X","X","X","X","X","X","X","X","X","X","X","X","X","X","X","X","X","X","X","X","X"]
["OB calculations and tables",null,null,"产科计算包及胎儿生长曲线表",null,"Δ","Δ","Δ","Δ","Δ","Δ","Δ","Δ","Δ","Δ","Δ","Δ","Δ","Δ","Δ","Δ","Δ","Δ","Δ","Δ","Δ","Δ","Δ","Δ","Δ","Δ","Δ","Δ","Δ","Δ","Δ","Δ","Δ","Δ","Δ","Δ","Δ","Δ","Δ","Δ","Δ","Δ","Δ","Δ","Δ"]
["Gynecological calculations",null,null,"妇科计算包",null,"Δ","Δ","Δ","Δ","Δ","Δ","Δ","Δ","Δ","Δ","Δ","Δ","Δ","Δ","Δ","Δ","Δ","Δ","Δ","Δ","Δ","Δ","Δ","Δ","Δ","Δ","Δ","Δ","Δ","Δ","Δ","Δ","Δ","Δ","Δ","Δ","Δ","Δ","Δ","Δ","Δ","Δ","Δ","Δ","Δ"]
["Urological calculations",null,null,"泌尿科计算包",null,"Δ","Δ","Δ","Δ","Δ","Δ","Δ","Δ","Δ","Δ","Δ","Δ","Δ","Δ","Δ","Δ","Δ","Δ","Δ","Δ","Δ","Δ","Δ","Δ","Δ","Δ","Δ","Δ","Δ","Δ","Δ","Δ","Δ","Δ","Δ","Δ","Δ","Δ","Δ","Δ","Δ","Δ","Δ","Δ","Δ"]
["Renal calculations",null,null,"肾脏计算包",null,"X","X","X","X","X","X","X","X","X","X","X","X","X","X","X","X","X","X","X","X","X","X","X","X","X","X","X","X","X","X","X","X","X","X","X","X","X","X","X","X","X","X","X","X","X"]
["Volume calculations",null,null,"容积计算",null,"X","X","X","X","X","X","X","X","X","X","X","X","X","X","X","X","X","X","X","X","X","X","X","X","X","X","X","X","X","X","X","X","X","X","X","X","X","X","X","X","X","X","X","X","X"]
["Probe port",null,null,"选配探头接口",null,"-","-","-","-","-","-","-","-","-","-","-","-","-","-","-","-","-","-","-","-","-","-","-","-","-","-","-","-","-","-","-","-","-","-","-","-","-","-","-","-","-","-","-","-","-"]
[null,null,null,"标配探头接口",null,5,5,5,5,5,5,"4+1","4+1",5,"4+1","4+1","4+1","4+1",5,4,"3+1",4,4,4,"3+1","3+1","3+1",3,3,3,3,"3+1",3,3,"in the cart","in the cart","in the cart",3,"in the cart","in the cart","in the cart","in the cart","in the cart","in the cart","in the cart","in the cart","in the cart",3,2,2]
["WIFI adapter for console",null,"V30558","无线适配器",null,"O","O","O","O","O","O","O","O","O","O","O","O","O","O","O","O","O","O","O","O","O","O","O","O","O","O","O","O","O","-","-","-","O","-","-","-","-","-","-","-","-","-","-","-","-"]
["WIFI adapter for portable",null,"V30115","便携超无线适配器",null,"-","-","-","-","-","-","-","-","-","-","-","-","-","-","-","-","-","-","-","-","-","-","-","-","-","-","-","-","-","O","O","O","-","O","O","O","O","O","O","O","O","O","O","O","O"]
["LAN",null,null,"网络连接",null,"X","X","X","X","X","X","X","X","X","X","X","X","X","X","X","X","X","X","X","X","X","X","X","X","X","X","X","X","X","X","X","X","X","X","X","X","X","X","X","X","X","X","X","X","X"]
["WLAN",{"$nulls":4},"-","-","-","-","-","-","-","-","-","-","-","-","-","-","-","-","-","-","-","-","-","-","-","-","-","-","-","-","-","-","-","-","-","-","-","-","-","-","-","-","-","-","-","-","-"]
["VGuide","EzonoNgs","V30214","微磁引导",null,"-","-","-","-","-","-","-","-","-","-","-","-","-","-","-","-","-","-","-","-","-","-","-","-","-","-","-","-","-","O","O","O","-","O","O","O","O","O","O","-","-","-","-","-","-"]
[]
["Ergonomics"]
["Articulating display",null,null,"自由显示臂",null,"X","X","X","X","X","X","X","X","X","X","X","X","X","X","X","X","X","X","X","X","X","X","X","X","X","X","X","X","X","-","-","-","X","-","-","-","-","-","-","-","-","-","-","-","-"]
["display up/down",null,null,"显示器上下升降",null,"X","X","X","X","X","X","-","-","X","-","X","X","X","X","-","-","-","-","-","-","-","-","X","X","X","X","-","X","-","-","-","-","-","-","-","-","-","-","-","-","-","-","-","-","-"]
["operation panel up/down",null,null,"操作平台上下移动",null,"X","X","X","X","X","X","X","X","X","X","X","X","X","X","-","-","-","-","-","-","-","-","-","-","-","-","-","-","-","cart","cart","cart","-","cart","cart","cart","cart","cart","cart","cart","cart","cart","-","-","-"]
["operation panel Swivel",null,null,"操作平台左右移动",null,"X","X","X","X","X","X","X","X","X","X","X","X","X","X","-","-","-","-","-","-","-","-","-","-","-","-","-","-","-","-","-","-","-","-","-","-","-","-","-","-","-","-","-","-","-"]
["Operation panel FrontΔback adjustment",null,null,"操作平台前后移动",null,"X","X","X","X","X","X","X","X","X","X","X","X","X","X","-","-","-","-","-","-","-","-","-","-","-","-","-","-","-","-","-","-","-","-","-","-","-","-","-","-","-","-","-","-","-"]
["Gel warmer",null,null,"耦合剂加温器",null,"X","X","X","X","X","X","X","X","X","X","X","X","X","X","-","-","-","-","-","-","-","-","-","-","-","-","-","-","-","O as separated peripheral","O as separated peripheral","O as separated peripheral","-","O as separated peripheral","O as separated peripheral","O as separated peripheral","O as separated peripheral","O as separated peripheral","O as separated peripheral","O as separate peripheral","O as separate peripheral","O as separate peripheral","-","-","-"]
["内置电池",{"$nulls":4},"-","-","-","-","-","-","-","-","-","-","-","-","-","O","-","-","-","-","-","-","-","-","-","-","-","-","-","-","-","-","-","-","-","-","-","-","-","-","-","-","-","-","-","-","-"]
["Foot rest",null,null,"踏脚装置",null,"X","X","X","X","X","X","X","X","X","X","X","X","X","-","-","-","-","-","-","-","-","-","-","-","-","-","-","-","-","-","-","-","-","-","-","-","-","-","-","-","-","-","-","-","-"]
["Foot switch",null,null,"集成式脚踏开关",null,"X","X","X","X","X","X","X","X","X","X","X","X","X","-","-","-","-","-","-","-","-","-","-","-","-","-","-","-","-","-","-","-","-","-","-","-","-","-","-","-","-","-","-","-","-"]
["USB single button foot switch software",null,null,"USB单踏脚踏开关(需另外购买开关）",null,"-","-","-","-","-","-","-","-","-","-","-","-","-","-","-","-","-","-","-","-","-","-","O","O","O","O","-","O","O","-","-","-","O","-","-","-","-","-","-","-","-","-","-","-","-"]
["USB double button foot switch software",null,null,"USB双踏脚踏开关(需另外购买开关）",null,"O","O","O","O","O","O","O","O","O","O","O","O","O","O","O","O","O","O","O","O","O","O","-","-","-","-","O","-","-","O","O","O","-","O","O","O","O","O","O","O","O","O","O","O","O"]
["USB video acquisition card for video output",null,null,"中安USB视频采集卡（US2000视频采集盒）",null,"O","O","O","O","O","O","O","O","O","O","O","O","O","O","O","O","O","O","O","O","O","O","O","O","O","O","O","O","O","O","O","O","O","O","O","O","O","O","O","O","O","O","O","O","O"]
["battery discharge time",{"$nulls":4},"-","-","-","-","-","-","-","-","-","-","-","-","-","-","-","-","-","-","-","-","-","-","-","-","-","-","-","-","-","1 hour","1 hour","1 hour","-","1 hour","1 hour","1 hour","1 hour","1 hour","1 hour","1 hour","1 hour","1 hour","1 hour","1 hour","1 hour"]
["battery charge time(fast/normal)",{"$nulls":4},"-","-","-","-","-","-","-","-","-","-","-","-","-","-","-","-","-","-","-","-","-","-","-","-","-","-","-","-","-","2.5h/4h","2.5h/4h","2.5h/4h","-","2.5h/4h","2.5h/4h","2.5h/4h","2.5h/4h","2.5h/4h","2.5h/4h","2.5h/4h","2.5h/4h","2.5h/4h","2.5h/4h","2.5h/4h","2.5h/4h"]
["battery package/UPS",{"$nulls":4},"-","-","-","-","-","-","-","-","-","-","-","-","-","-","-","-","-","-","-","-","-","-","-","-","-","-","-","-","-","in the cart, O","in the cart, O","in the cart, O","-","in the cart, O","in the cart, O","in the cart, O","in the cart, O","in the cart, O","in the cart, O","in the cart, O","in the cart, O","in the cart, O","-","-","-"]
["OR键盘托架组件",null,"V30510",null,null,"O","O","O","O","O","O","O","O","O","O","O","O","O","O","-","-","-","-","-","-","-","-","-","-","-","-","-","-","-","-","-","-","-","-","-","-","-","-","-","-","-","-","-","-","-"]
["新键盘托架组件（除60和86系列的其它大机器和CART-F/S/L）",null,"V30566",null,null,"-","-","-","-","-","-","-","-","-","-","-","-","-","-","O","O","O","O","O","O","O","O","O","O","O","O","O","O","O","O","O","O","O","O","O","O","O","O","O","O","O","O","O","O","O"]
["实验室ECG（ECG for LAB）（需要ECG硬件）","MouseECG","V30538",6000209,null,"O","O","O","O","O","O","O","O","O","O","O","O","O","O","O","O","O","O","O","O","O","O","O","O","O","O","O","O","O","O","O","O","O","O","O","O","O","O","O","O","O","O","O","O","O"]
["Tu_ECG套件（tulip系列）",null,"V30788/V30789","心电图（2000448/2000449）",null,"O","O","O","-","-","-","-","-","-","-","-","-","-","-","-","-","-","-","-","-","-","-","-","-","-","-","-","-","-","-","-","-","-","-","-","-","-","-","-","-","-","-","-","-","-"]
["CAMPH_ECG组件（V10 系列）",null,"V30684/V30704","心电图（1001120/1001277）",null,"-","-","-","-","-","-","-","-","-","-","-","-","-","-","-","-","-","-","-","-","-","-","-","-","-","-","-","-","-","O","O","O","-","-","-","-","-","-","-","-","-","-","-","-","-"]
["OR-TT-ECG套件(60/86系列）第三代ECG",null,"V30637/V30638","心电图（2000351/2000352）",null,"-","-","-","O","O","O","O","O","O","O","O","O","O","O","-","-","-","-","-","-","-","-","-","-","-","-","-","-","-","-","-","-","-","-","-","-","-","-","-","-","-","-","-","-","-"]
["OR_ECG套件",null,"V30516/V30517","心电图（2000267/2000266）",null,"-","-","-","-","-","-","-","-","-","-","-","-","-","-","O","O","O","O","O","O","O","O","-","-","-","-","O","-","-","-","-","-","-","-","-","-","-","-","-","-","-","-","-","-","-"]
["VET_ECG套件（for D300/D350/D550）",null,"V30803/V30804","心电图",null,"-","-","-","-","-","-","-","-","-","-","-","-","-","O","O","-","O","-","-","-","-","O","-","-","-","-","-","-","-","-","-","-","-","-","-","-","-","-","-","-","-","-","-","-","-"]
["ECG for portable",null,"V30163/V30116","心电图（1000329/1000379）",null,"-","-","-","-","-","-","-","-","-","-","-","-","-","-","-","-","-","-","-","-","-","-","-","-","-","-","-","-","-","-","-","-","-","O","O","O","O","O","O","O","O","O","-","-","-"]
["ECG for E20",null,"V30528/V30529","心电图（1000360-2/1000761-2）",null,"-","-","-","-","-","-","-","-","-","-","-","-","-","-","-","-","-","-","-","-","-","-","O","O","O","O","-","O","O","-","-","-","O","-","-","-","-","-","-","-","-","-","O","O","-"]
["外置导声胶加热器",null,"V10047","外置导声胶加热器",null,"-","-","-","-","-","-","-","-","-","-","-","-","-","O","-","-","-","-","-","-","-","-","-","-","-","-","-","-","-","-","-","-","-","-","-","-","-","-","-","O","O","O","-","-","-"]
["R系列加热杯套件",null,"V30776",null,null,"-","-","-","-","-","-","-","-","-","-","-","-","-","X","-","-","-","-","-","-","-","-","-","-","-","-","-","-","-","-","-","-","-","-","-","-","-","-","-","-","-","-","-","-","-"]
["空化探头支架",null,"V30311",null,null,"O","O","O","-","-","-","O","-","-","O","-","-","-","-","-","-","-","-","-","-","-","-","-","-","-","-","-","-","-","-","-","-","-","-","-","-","-","-","-","-","-","-","-","-","-"]
["USB audio adapter",null,"V30341","USB 外置声卡 海备思HAGIBIS",null,"-","-","-","-","-","-","-","-","-","-","-","-","-","-","-","-","-","-","-","-","-","-","Δ","Δ","Δ","Δ","-","Δ","Δ","Δ","Δ","Δ","Δ","Δ","Δ","Δ","Δ","Δ","Δ","Δ","Δ","Δ","-","-","-"]
["E20 UPS支架套件",null,"V30365",null,null,"-","-","-","-","-","-","-","-","-","-","-","-","-","-","-","-","-","-","-","-","-","-","O","O","O","O","-","O","O","-","-","-","O","-","-","-","-","-","-","-","-","-","-","-","-"]
["G55 UPS支架套件",null,"V30366",null,null,"-","-","-","-","-","-","-","-","-","-","-","-","-","-","O","O","O","O","O","O","O","O","-","-","-","-","O","-","-","-","-","-","-","-","-","-","-","-","-","-","-","-","-","-","-"]
["DVI to HDMI cable for trolley &TOONA_50cm",null,"V30424","DVI转HDMI视频输出线-50cm",null,"-","-","-","-","-","-","-","-","-","-","-","-","-","-","-","-","-","-","-","-","-","-","-","-","-","-","-","-","-","-","-","-","-","-","-","-","-","-","-","-","-","-","-","-","-"]
["HDMI port adapter ",null,"V30425","DVI转HDMI转接头",null,"X","X","X","X","X","X","X","X","X","X","X","X","X","X","X","X","X","X","X","X","X","X","X","X","X","X","X","X","X","-","-","-","X","-","-","-","-","-","-","-","-","-","X","X","X"]
["TOONA Hanger",{"$nulls":4},"-","-","-","-","-","-","-","-","-","-","-","-","-","-","-","-","-","-","-","-","-","-","-","-","-","-","-","-","-","-","-","-","-","-","-","-","-","-","-","-","-","-","O","O","O"]
[]
["I/O and peripherals"]
["Portable keyboard dust film(Minimum package quantity 10pcs,10pcs/Bag)","Portable keyboard dust film","V30422","portable键盘防尘膜",{"$nulls":7},"-",null,null,"-",{"$nulls":4},"-","-","-","-","-","-","-","-","-","-","-","-","-","-","-","O","O","O","-","O","O","O","O","O","O","O","O","O","-","-","-"]
["TOONA Keyboard waterproofing membrane(Minimum package quantity 10pcs,10pcs/Bag)","Toona 键盘防水膜","V30421",null,null,"-","-","-","-","-","-","-","-","-","-","-","-","-","-","-","-","-","-","-","-","-","-","-","-","-","-","-","-","-","-","-","-","-","-","-","-","-","-","-","-","-","-","O","O","O"]
["Bluetooth adapter","Bluetooth adapter","V30082","蓝牙适配器",null,"X","X","X","X","X","X","X","X","X","X","X","X","X","X","O","O","O","O","O","O","O","O","O","O","O","O","O","O","O","O","O","O","O","O","O","O","O","O","O","O","O","O","O","O","-"]
["USB DVDRW ",{"$nulls":20},"O","O","O","O","O","O","O","O","O","O","O","O","O","O","O","O","O","O","O","O","O","O","O","O","O","O","O","O","-"]
["USB port",{"$nulls":46},"-","-","-"]
["Display Port",{"$nulls":33},"X","X","X",null,"X","X","X","X","X","X","X","X","X","-","-","-"]
["Simple CART",null,"V10043","CART-S",{"$nulls":30},"O","O","O",null,"O","O","O","O","O","O","O","O","O","-","-","-"]
["2 extended probe ports",{"$nulls":33},"O","O","O",null,"O","O","O","O","O","O","O","O","O","-","-","-"]
["3 extended probe ports",{"$nulls":33},"O","O","O",null,"O","O","O","O","O","O","O","O","O","-","-","-"]
["3 probe holder",{"$nulls":33},"X","X","X",null,"X","X","X","X","X","X","X","X","X","-","-","-"]
["Cart with battery and 3 probe ports",null,"V30207","带三口探头箱电池包推车  CART-F",{"$nulls":30},"O","O","O",null,"O","O","O","O","O","O","O","O","O","-","-","-"]
["USB B/W graphic printer slot",{"$nulls":33},"X","X","X",null,"X","X","X","X","X","X","X","X","X","-","-","-"]
["S-video port, DVI port, VGA port ",{"$nulls":33},"O","O","O",null,"O","O","O","O","O","O","O","O","O","-","-","-"]
["Toona cart","Toona cart 海外版","V10226",null,null,"-","-","-","-","-","-","-","-","-","-","-","-","-","-","-","-","-","-","-","-","-","-","-","-","-","-","-","-","-","-","-","-","-","-","-","-","-","-","-","-","-","-","O","O","O"]
["Peripherals"]
[" 4 USB ports",{"$nulls":33},"O","O","O",null,"O","O","O","O","O","O","O","O","O","-","-","-"]
["Power suit ",{"$nulls":33},"O","O","O",null,"O","O","O","O","O","O","O","O","O","-","-","-"]
["locking mechanism",{"$nulls":33},"X","X","X",null,"X","X","X","X","X","X","X","X","X","-","-","-"]
["Up/down mechanism (>150mm)",{"$nulls":33},"X","X","X",null,"X","X","X","X","X","X","X","X","X","-","-","-"]
["Battery pack (>4 hours working time)",{"$nulls":33},"O","O","O",null,"O","O","O","O","O","O","O","O","O","-","-","-"]
["portable独立包装电池",null,"V30148",{"$nulls":31},"O","O","O",null,"O","O","O","O","O","O","O","O","O","-","-","-"]
["CART 电池包组件",null,"V30155",{"$nulls":31},"O","O","O",null,"O","O","O","O","O","O","O","O","O","-","-","-"]
["CART电源面板组件",null,"V30156",{"$nulls":31},"O","O","O",null,"O","O","O","O","O","O","O","O","O","-","-","-"]
["CART视频转换输出组件",null,"V30208",{"$nulls":31},"O","O","O",null,"O","O","O","O","O","O","O","O","O","-","-","-"]
["CART USB HUB组件",null,"V30158",{"$nulls":31},"O","O","O",null,"O","O","O","O","O","O","O","O","O","O","O","O"]
["portable 箱包组件",null,"V30147",{"$nulls":31},"O","O","O",null,"O","O","O","O","O","O","O","O","O","O","O","O"]
["Two probe ports box ",null,"V30153",{"$nulls":31},"O","O","O",null,"O","O","O","O","O","O","O","O","O","-","-","-"]
["Three probe ports box ",null,"V30152",{"$nulls":31},"O","O","O",null,"O","O","O","O","O","O","O","O","O","-","-","-"]
["R系列电池组件",null,"V30652",{"$nulls":15},"O"]
[]
["Probes","Product-ProbeSpecification","Δ：Optional（注册了但是不想卖）\n#：    Additional(未注册)\n-/tt:   Hidden(工程上或者市场不开放)\nO:     Standard(停售了)\nX:     Standard","成品探头IPN\n（选型系统）","裸探头IPN\n（标签上IPN）"]
["S1-8C(192)","S1-8C","V20020",1000182,1000142,"-","-","-","-","-","-","-","-","-","-","-","-","-","-","-","-","-","-","-","-","-","-","-","-","-","-","-","-","-","-","-","-","-","-","-","-","-","-","-","-","-","-","-","-","-"]
["S1-8C（192，MUX）","S1-8CM","V20054",1000992,1000991,"-","-","-","-","-","-","-","-","-","-","-","-","-","-","-","-","-","-","-","-","-","-","-","-","-","-","-","-","-","-","-","-","-","-","-","-","-","-","-","-","-","-","-","-","-",{"$nulls":6},"-","-","-","-","-","-","-","-","-","-","-","-","-","-","-","-","-","-","-","-","-","-","-","-","-","-","-","-","-","-","-","-","-","-","-","-","-","-","-","-","-","-","-","-","-","-","-","-","-","-","-","-","-","-"]
["S2-9C(128)","S2-9CE","V20036",1000274,1000241,"-","-","-","-","-","-","-","-","-","-","-","-","-","-","-","-","-","-","-","-","-","-","-","-","-","-","-","-","-","-","-","-","-","-","-","-","-","-","-","-","-","-","-","-","-"]
["S1-9C","S1-9C","V20059",1000409,1000408,"-","-","-","-","-","-","-","-","-","-","-","-","-","-","-","-","-","-","-","-","-","-","-","-","-","-","-","-","-","-","-","-","-","-","-","-","-","-","-","-","-","-","-","-","-"]
["X2-6C(192, mux)","X2-6C","V20002",1000164,1000043,"-","-","-","X","X","X","X","X","X","X","X","X","X","Δ","X","-","-","-","-","-","-","-","-","-","-","-","-","-","-","-","-","-","-","-","-","-","-","-","-","-","-","-","-","-","-"]
["G2-5C(128)","G2-5C","V20001",1000163,1000039,"-","-","-","-","-","-","-","-","-","-","-","-","-","-","X","X","X","X","X","X","X","X","X","X","Δ","Δ","Δ","Δ","Δ","-","-","-","Δ","X","X","X","X","X","X","X","X","X","-","-","-"]
["F2-5C(128)","F2-5C","V20015",1000177,1000067,"-","-","-","-","-","-","-","-","-","-","-","-","-","-","X","X","X","X","X","X","X","X","X","X","X","X","X","X","X","-","-","-","X","X","X","X","X","X","X","X","X","X","-","-","-"]
["F2-5CE(128)停售","F2-5CE","V20021",1000272,1000239,"-","-","-","-","-","-","-","-","-","-","-","-","-","-","X","X","X","X","X","X","X","X","X","X","X","X","X","X","X","-","-","-","X","X","X","X","X","X","X","X","X","X","-","-","-"]
["F2-5C","F2-5CP","V20063",1000530,1000529,"-","-","-","-","-","-","-","-","-","-","-","-","-","-","X","X","X","X","X","X","X","X","X","X","X","X","X","X","X","-","-","-","X","X","X","X","X","X","X","X","X","X","-","-","-"]
["B2-6C(128)","B2-6C","V20037",1000481,1000480,"-","-","-","-","-","-","-","-","-","-","-","-","-","-","-","-","-","-","-","-","-","-","-","-","-","-","-","-","-","-","-","-","-","-","-","-","-","-","-","-","-","-","-","-","-"]
["D2-6C","D2-6C","V20065",1000946,1000945,"-","-","-","-","-","-","-","-","-","-","-","-","-","-","-","-","-","-","-","-","-","-","-","-","-","-","-","-","-","-","-","-","-","-","-","-","-","-","-","-","-","-","-","-","-"]
["D2-7C","D2-7C",null,1000894,1000893,"-","-","-","-","-","-","-","-","-","-","-","-","-","-","-","-","-","-","-","-","-","-","-","-","-","-","-","-","-","-","-","-","-","-","-","-","-","-","-","-","-","-","-","-","-"]
["D3-6C(128)停售","D3-6C","V20003",1000165,1000046,"-","-","-","-","-","-","-","-","-","-","-","-","-","-","Δ","Δ","Δ","Δ","Δ","Δ","Δ","Δ","Δ","Δ","Δ","Δ","Δ","Δ","Δ","-","-","-","Δ","Δ","Δ","Δ","Δ","Δ","Δ","Δ","Δ","Δ","-","-","-"]
["D3-6C(128)","D3-6CM","V20066",1001062,1001061,"-","-","-","-","-","-","-","-","-","-","-","-","-","-","-","-","-","-","-","-","-","-","-","-","-","-","-","-","-","-","-","-","-","-","-","-","-","-","-","-","-","-","-","-","-"]
["D3-6CX(128)停售","D3-6CX","V20004",1000166,1000065,"-","-","-","-","-","-","-","-","-","-","-","-","-","-","-","-","-","-","-","-","-","-","-","-","-","-","-","-","-","-","-","-","-","-","-","-","-","-","-","-","-","-","-","-","-"]
["D3-6CX(128)停售","D3-6CY","V20004",1000502,1000501,"-","-","-","-","-","-","-","-","-","-","-","-","-","-","-","-","-","-","-","-","-","-","-","-","-","-","-","-","-","-","-","-","-","-","-","-","-","-","-","-","-","-","-","-","-"]
["D3-6CP","D3-6CP",null,1000426,1000425,"-","-","-","-","-","-","-","-","-","-","-","-","-","-","-","-","-","-","-","-","-","-","-","-","-","-","-","-","-","-","-","-","-","-","-","-","-","-","-","-","-","-","-","-","-"]
["D3-6CE","D3-6CE","V20027",1000271,1000238,"-","-","-","-","-","-","-","-","-","-","-","-","-","-","-","-","-","-","-","-","-","-","-","-","-","-","-","-","-","-","-","-","-","-","-","-","-","-","-","-","-","-","-","-","-"]
["G4-9E(128)停售","G4-9E","V20005",1000167,1000041,"-","-","-","-","-","-","-","-","-","-","-","-","-","-","Δ","Δ","Δ","Δ","Δ","Δ","Δ","Δ","Δ","Δ","-","-","-","-","-","-","-","-","-","Δ","Δ","Δ","Δ","Δ","Δ","Δ","Δ","Δ","-","-","-"]
["G4-9E(128)停售","G4-9EP","V20005",1000313,1000311,"-","-","-","-","-","-","-","-","-","-","-","-","-","-","-","-","-","-","-","-","-","-","-","-","-","-","-","-","-","-","-","-","-","-","-","-","-","-","-","-","-","-","-","-","-"]
["G4-9E(192, mux)停售","G4-9ES",null,1000407,1000405,"-","-","-","-","-","-","-","-","-","-","-","-","-","-","Δ","Δ","Δ","Δ","Δ","Δ","Δ","Δ","Δ","Δ","-","-","-","-","-","-","-","-","-","Δ","Δ","Δ","Δ","Δ","Δ","-","-","-","-","-","-"]
["X4-9E(192, mux)直柄","X4-9EL","V20049",1000805,1000804,"-","-","-","-","-","-","-","-","-","-","-","-","-","-","-","-","-","-","-","-","-","-","-","-","-","-","-","-","-","-","-","-","-","-","-","-","-","-","-","-","-","-","-","-","-"]
["X4-9E(192, mux)","X4-9E","V20032",1000524,1000523,"-","-","-","-","-","-","-","-","-","-","-","-","-","-","-","-","-","-","-","-","-","-","-","-","-","-","-","-","-","-","-","-","-","-","-","-","-","-","-","-","-","-","-","-","-"]
["D4-9E(128)停售","D4-9E","V20006",1000168,1000049,"-","-","-","-","-","-","-","-","-","-","-","-","-","-","-","-","-","-","-","-","-","-","-","-","-","-","-","-","-","-","-","-","-","-","-","-","-","-","-","-","-","-","-","-","-"]
["D4-9E(148, mux)","D4-9EP","V20006",1000346,1000345,"-","-","-","-","-","-","-","-","-","-","-","-","-","-","-","-","-","-","-","-","-","-","-","-","-","-","-","-","-","-","-","-","-","-","-","-","-","-","-","-","-","-","-","-","-"]
["F4-9E(128)停售","F4-9E","V20016",1000178,1000068,"-","-","-","-","-","-","-","-","-","-","-","-","-","-","Δ","Δ","Δ","Δ","Δ","Δ","Δ","Δ","Δ","Δ","Δ","Δ","Δ","Δ","Δ","-","-","-","Δ","Δ","Δ","Δ","Δ","Δ","Δ","Δ","Δ","Δ","-","-","-"]
["F4-9E(128)","F4-9ES","V20033",1000432,1000431,"-","-","-","-","-","-","-","-","-","-","-","-","-","-","-","-","-","-","-","-","-","-","-","-","-","-","-","-","-","-","-","-","-","-","-","-","-","-","-","-","-","-","-","-","-"]
["F4-9E(128)","F4-9EV","V20064",1000784,1000783,"-","-","-","-","-","-","-","-","-","-","-","-","-","-","-","-","-","-","-","-","-","-","-","-","-","-","-","-","-","-","-","-","-","-","-","-","-","-","-","-","-","-","-","-","-",{"$nulls":42},"Δ"]
["G3-9M(128)停售","G3-9M","V20039",1000521,1000520,"-","-","-","X","X","X","X","X","X","X","X","X","X","-","X","X","X","X","X","X","X","X","X","X","X","X","X","X","X","-","-","-","X","X","X","X","X","X","X","X","X","X","-","-","-"]
["G3-9M","G3-9MV","V20068",1001380,1001380,"X","X","X","X","X","X","X","X","X","X","X","X","X","X","X","X","X","-","-","-","-","X","X","-","-","-","X","X","-","X","X","X","X","X","X","X","X","X","X","X","X","X","-","-","-"]
["G4-9M(128)","G4-9M","V20007",1000169,1000047,"X","X","X","X","X","X","X","X","X","X","X","X","X","X","X","X","X","X","X","X","X","X","X","X","X","X","X","X","X","X","X","X","X","X","X","X","X","X","X","X","X","X","-","-","-"]
["X3-10L(192)","X3-10L","V20038",1000491,1000490,"-","-","-","-","-","-","-","-","-","-","-","-","-","-","X","X","-","-","-","-","-","-","-","-","-","-","-","-","-","-","-","-","-","Δ","Δ","X","X","X","X","-","-","-","-","-","-"]
["X4-12L(192, mux)","X4-12L","V20008",1000170,1000042,"X","X","X","X","X","X","X","X","X","X","X","X","X","X","X","X","X","X","X","X","X","X","X","X","-","-","-","-","-","X","X","X","-","X","X","X","X","X","X","-","-","-","-","-","-"]
["X6-16L(192, mux)","X6-16L","V20009",1000171,1000044,"X","X","X","X","X","X","X","X","X","X","X","X","X","X","X","X","X","X","X","X","X","X","X","X","-","-","-","-","-","X","X","X","-","X","X","X","X","X","X","-","-","-","-","-","-"]
["X6-16L(NGS)(192, mux)","X6-16LG","V20034",1000434,1000433,"-","-","-","-","-","-","-","-","-","-","-","-","-","-","-","-","-","-","-","-","-","-","-","-","-","-","-","-","-","-","-","-","-","-","-","-","-","-","-","-","-","-","-","-","-"]
["U5-15L(256, mux)","U5-15L","V20010",1000172,1000045,"-","-","-","-","-","-","-","-","-","-","-","-","-","-","-","-","-","-","-","-","-","-","-","-","-","-","-","-","-","-","-","-","-","-","-","-","-","-","-","-","-","-","-","-","-"]
["U5-15LE(256, mux)","U5-15LE","V20011",1000173,1000101,"-","-","-","-","-","-","-","-","-","-","-","-","-","-","-","-","-","-","-","-","-","-","-","-","-","-","-","-","-","-","-","-","-","Δ","Δ","Δ","Δ","Δ","Δ","-","-","-","-","-","-"]
["I4-11T(128)","I4-11T","V20012",1000174,1000052,"-","-","-","-","-","-","-","-","-","-","-","-","-","-","-","-","-","-","-","-","-","-","-","-","-","-","-","-","-","-","-","-","-","-","-","-","-","-","-","-","-","-","-","-","-"]
["F4-12L(128)停售","F4-12L","V20017",1000179,1000069,"-","-","-","X","X","X","X","X","X","X","X","X","X","-","X","X","X","X","X","X","X","X","X","X","X","X","X","X","X","-","-","-","X","X","X","X","X","X","X","X","X","X","-","-","-"]
["F4-12L(128)","F4-12LV","V20058",1000742,1000741,"-","-","-","-","-","-","-","-","X","-","X","X","X","-","X","X","X","X","X","X","X","X","X","X","X","X","X","X","X","-","-","-","X","X","X","X","X","X","X","X","X","X","-","-","-"]
["F4-12L(128)","F4-12LV2","V20058",1001403,1001403,"-","-","-","-","-","-","-","-","-","-","-","-","-","-","X","X","X","X","X","X","X","X","X","X","X","X","X","X","X","-","-","-","X","X","X","X","X","X","X","X","X","X","-","-","-"]
["X10-23L (128)","X10-23L","V20022",1000276,1000249,"-","X","-","X","X","X","X","X","X","X","X","X","X","X","Δ","Δ","Δ","Δ","Δ","Δ","Δ","Δ","Δ","Δ","Δ","Δ","Δ","Δ","Δ","-","X","X","Δ","X","X","X","X","X","X","-","-","-","-","-","-"]
["X9-22L (192, mux)","X9-22L","V20023",1000273,1000240,"-","-","-","-","-","-","-","-","-","-","-","-","-","-","Δ","Δ","Δ","Δ","Δ","Δ","Δ","Δ","Δ","Δ","-","-","-","-","-","-","-","-","-","Δ","Δ","Δ","Δ","Δ","Δ","-","-","-","-","-","-"]
["I7-18L (Hock stick,128)","I7-18L","V20024",1000277,1000250,"X","X","-","-","-","-","-","-","-","-","-","-","-","-","-","-","-","-","-","-","-","-","-","-","-","-","-","-","-","-","-","-","-","-","-","-","-","-","-","-","-","-","-","-","-"]
["G1-4P(64)停售","G1-4P","V20013",1000175,1000040,"-","-","-","-","-","-","-","-","-","-","-","-","-","-","X","X","X","X","X","X","X","X","X","X","X","X","X","X","X","-","-","-","X","X","X","X","X","X","X","X","X","X","-","-","-"]
["G1-4P(64)停售","G1-4PS","V20013",1000381,1000375,"-","-","-","-","-","-","-","-","-","-","-","-","-","-","X","X","X","X","X","X","X","X","X","X","X","X","X","X","X","-","-","-","X","X","X","X","X","X","X","X","X","X","-","-","-"]
["G1-4P(64)停售","G1-4PX","V20013",1000406,1000404,"-","-","-","X","X","X","X","X","X","X","X","X","X","-","X","X","X","X","X","X","X","X","X","X","X","X","X","X","X","-","-","-","X","X","X","X","X","X","X","X","X","X","-","-","-"]
["G1-4P（64）","G1-4PV","V20052",1000744,1000743,"-","-","-","X","X","X","X","X","X","X","X","X","X","-","X","X","X","X","X","X","X","X","X","X","X","X","X","X","X","-","-","-","X","X","X","X","X","X","X","X","X","X","-","-","-"]
["S1-6P(64)停售","S1-6P","V20014",1000176,1000066,"-","-","-","-","-","-","-","-","-","-","-","-","-","-","Δ","Δ","Δ","Δ","Δ","Δ","Δ","Δ","Δ","Δ","Δ","Δ","Δ","Δ","Δ","-","-","-","Δ","Δ","Δ","Δ","Δ","Δ","Δ","Δ","Δ","Δ","-","-","-"]
["S1-6PS(64) （非CE国家）","S1-6PS","V20056",1001012,1001011,"-","-","-","-","-","-","-","-","-","-","-","-","-","-","-","-","-","-","-","-","-","-","-","-","-","-","-","-","-","-","-","-","-","-","-","-","-","-","-","-","-","-","-","-","-","-","-","-","-","-","-","-","-","-","-","-","-","-","-","-","-","-","-","-","-","-","-","-","-","-","-","-","-","-","-","-","-","-","-","-","-","-","-","-","-","-","-","-","-","-","-","-","-","-","-","-","-","-","-","-","-","-","-","-","-"]
["S1-6P(96)","S1-6PX","V20048",1000275,1000242,"-","-","-","-","-","-","-","-","X","-","X","X","X","-","Δ","Δ","-","-","-","-","-","-","-","-","-","-","-","-","-","-","-","-","-","X","X","-","-","-","-","-","-","-","-","-","-"]
["S1-6P","S1-6PV","V20061",1001206,1001080,"X","X","-","-","-","-","-","-","-","-","-","-","-","Δ","-","-","-","-","-","-","-","-","-","-","-","-","-","-","-","-","-","-","-","-","-","-","-","-","-","-","-","-","-","-","-"]
["G4-12LV(兽用经直肠探头,128)","G4-12LV","V20026",1000344,1000343,"-","-","-","-","-","-","-","-","-","-","-","-","-","X","X","X","X","X","X","X","X","X","X","X","X","X","X","X","X","-","-","-","X","X","X","X","X","X","X","X","X","X","-","-","-"]
["G3-10P(儿童心脏探头,64)","G3-10P","V20025",1000337,1000336,"-","-","-","-","-","-","-","-","-","-","-","-","-","-","-","-","X","X","X","X","X","X","X","X","X","X","X","X","X","-","-","-","X","-","-","X","X","X","X","X","X","X","-","-","-"]
["G3-10PX(儿童心脏探头,96)","G3-10PX","V20031",1000372,1000371,"X","X","X","X","X","X","X","X","X","X","X","X","X","X","X","X","-","-","-","-","-","-","-","-","-","-","-","-","-","X","X","X","-","X","X","-","-","-","-","-","-","-","-","-","-"]
["G3-8M(128)停售","G3-8M","V20028",1000390,1000376,"-","-","-","-","-","-","-","-","-","-","-","-","-","-","X","X","X","X","X","X","X","X","X","X","X","X","X","X","X","-","-","-","X","X","X","X","X","X","X","X","X","X","-","-","-"]
["G4-12P(96)","G4-12PX","V20060",1001147,1001146,"X","X","X","X","X","X","X","X","X","X","X","X","X","X","X","X","X","X","X","X","X","X","X","X","X","X","X","X","X","X","X","X","X","X","X","X","X","X","X","X","X","X","-","-","-"]
["G4-12P(96)停售","G4-12P","V20035",1000500,1000499,"-","-","-","X","X","X","X","X","X","X","X","X","X","-","X","X","X","X","X","X","X","X","X","X","X","X","X","X","X","-","-","-","X","X","X","X","X","X","X","X","X","X","-","-","-"]
["BP4-9(128/128)","BP4-9C","V20053",1000438,1000437,"-","-","-","-","-","-","-","-","-","-","-","-","-","-","-","-","-","-","-","-","-","-","-","-","-","-","-","-","-","-","-","-","-","-","-","-","-","-","-","-","-","-","-","-","-"]
["G1-3R","G1-3R","V20071",1000752,1000751,"-","-","-","-","-","-","-","-","-","-","-","-","-","-","-","-","-","-","-","-","-","-","-","-","-","-","-","-","-","-","-","-","-","-","-","-","-","-","-","-","-","-","-","-","-"]
["E3-8T","E3-8T","V20057",1000734,1000733,"-","-","-","-","-","-","-","-","-","-","-","-","-","-","X","-","-","-","-","-","-","-","-","-","-","-","-","-","-","-","-","-","-","X","X","X","-","X","-","-","-","-","-","-","-"]
["A1-4P","A1-4P","V20042",1000594,1000593,"-","-","-","-","-","-","-","-","-","-","-","-","-","-","-","-","-","-","-","-","-","-","-","-","-","-","-","-","-","-","-","-","-","-","-","-","-","-","-","-","-","-","X","X","-"]
["A2-5C","A2-5C","V20040",1000590,1000589,"-","-","-","-","-","-","-","-","-","-","-","-","-","-","-","-","-","-","-","-","-","-","-","-","-","-","-","-","-","-","-","-","-","-","-","-","-","-","-","-","-","-","X","X","-"]
["A4-12L","A4-12L","V20041",1000592,1000591,"-","-","-","-","-","-","-","-","-","-","-","-","-","-","-","-","-","-","-","-","-","-","-","-","-","-","-","-","-","-","-","-","-","-","-","-","-","-","-","-","-","-","X","X","X"]
["A4-9M","A4-9M","V20045",1000652,1000651,"-","-","-","-","-","-","-","-","-","-","-","-","-","-","-","-","-","-","-","-","-","-","-","-","-","-","-","-","-","-","-","-","-","-","-","-","-","-","-","-","-","-","X","X","-"]
["A3-10P兽超","A3-10P","V20046",1000654,1000653,"-","-","-","-","-","-","-","-","-","-","-","-","-","-","-","-","-","-","-","-","-","-","-","-","-","-","-","-","-","-","-","-","-","-","-","-","-","-","-","-","-","-","X","X","X"]
["A4-12LV兽超","A4-12LV","V20047",1000656,1000655,"-","-","-","-","-","-","-","-","-","-","-","-","-","-","-","-","-","-","-","-","-","-","-","-","-","-","-","-","-","-","-","-","-","-","-","-","-","-","-","-","-","-","X","X","X"]
["A3-8M兽超","A3-8M","V20051",1000856,1000855,"-","-","-","-","-","-","-","-","-","-","-","-","-","-","-","-","-","-","-","-","-","-","-","-","-","-","-","-","-","-","-","-","-","-","-","-","-","-","-","-","-","-","X","X","-"]
["A3-9M兽超","A3-9M","V20055",1000928,1000927,"-","-","-","-","-","-","-","-","-","-","-","-","-","-","-","-","-","-","-","-","-","-","-","-","-","-","-","-","-","-","-","-","-","-","-","-","-","-","-","-","-","-","X","X","-"]
["A3-9M兽超","A3-9MV","V20069",1001381,1001381,"-","-","-","-","-","-","-","-","-","-","-","-","-","-","-","-","-","-","-","-","-","-","-","-","-","-","-","-","-","-","-","-","-","-","-","-","-","-","-","-","-","-","X","X","X"]
[]
["Biopsy guide",null,null,"IPN"]
["Biopsy guide S1-8C","可重复使用，适用于S1-8C，S1-8CM","V30143",3100128,null,"-","-","-","-","-","-","-","-","-","-","-","-","-","-","-","-","-","-","-","-","-","-","-","-","-","-","-","-","-","-","-","-","-","-","-","-","-","-","-","-","-","-","-","-","-"]
["Biopsy guide G2-5C","可重复使用","V30026",3100102,null,"-","-","-","-","-","-","-","-","-","-","-","-","-","-","X","X","X","X","X","X","X","X","X","X","Δ","Δ","Δ","Δ","Δ","-","-","-","Δ","X","X","X","X","X","X","X","X","X","-","-","-"]
["Biopsy guide F2-5C","可重复使用，适用于F2-5C，F2-5CE，A2-5C","V30141",3100096,null,"-","-","-","-","-","-","-","-","-","-","-","-","-","-","X","X","X","X","X","X","X","X","X","X","X","X","X","X","X","-","-","-","X","X","X","X","X","X","X","X","X","X","X","X","-"]
["Biopsy guide G4-9E Steel","可重复使用","V30030",3100101,null,"-","-","-","-","-","-","-","-","-","-","-","-","-","-","Δ","Δ","Δ","Δ","Δ","Δ","Δ","Δ","Δ","Δ","-","-","-","-","-","-","-","-","-","Δ","Δ","Δ","Δ","Δ","Δ","-","-","-","-","-","-"]
["Biopsy guide G4-9E Steel 21G","可重复使用","V30217",3100211,null,"-","-","-","-","-","-","-","-","-","-","-","-","-","-","Δ","Δ","Δ","Δ","Δ","Δ","Δ","Δ","Δ","Δ","-","-","-","-","-","-","-","-","-","Δ","Δ","Δ","Δ","Δ","Δ","-","-","-","-","-","-"]
["Biopsy guide G4-9E Steel 14G","可重复使用","V30362",3100250,null,"-","-","-","-","-","-","-","-","-","-","-","-","-","-","Δ","Δ","Δ","Δ","Δ","Δ","Δ","Δ","Δ","Δ","-","-","-","-","-","-","-","-","-","Δ","Δ","Δ","Δ","Δ","Δ","-","-","-","-","-","-"]
["Biopsy guide G4-9E Steel 17G","可重复使用","V30768",3100545,null,"-","-","-","-","-","-","-","-","-","-","-","-","-","-","-","-","-","-","-","-","-","-","-","-","-","-","-","-","-","-","-","-","-","-","-","-","-","-","-","-","-","-","-","-","-"]
["Biopsy guide F4-9E","可重复使用，适用于F4-9E,A4-9E","V30205",3100188,null,"-","-","-","-","-","-","-","-","-","-","-","-","-","-","Δ","Δ","Δ","Δ","Δ","Δ","Δ","Δ","Δ","Δ","Δ","Δ","Δ","Δ","Δ","-","-","-","Δ","Δ","Δ","Δ","Δ","Δ","Δ","Δ","Δ","Δ","-","-","-"]
["Biopsy guide X6-16L","可重复使用","V30028",3100093,null,"X","X","X","X","X","X","X","X","X","X","X","X","X","X","X","X","X","X","X","X","X","X","X","X","-","-","-","-","-","X","X","X","-","X","X","X","X","X","X","-","-","-","-","-","-"]
["Biopsy guide X4-12L","可重复使用","V30118",3100092,null,"X","X","X","X","X","X","X","X","X","X","X","X","X","X","X","X","X","X","X","X","X","X","X","X","-","-","-","-","-","X","X","X","-","X","X","X","X","X","X","-","-","-","-","-","-"]
["Biopsy guide F4-12L","可重复使用,适用于F4-12L，F4-12LV,A4-12L","V30142",3100130,null,"-","-","-","X","X","X","X","X","X","X","X","X","X","-","X","X","X","X","X","X","X","X","X","X","X","X","X","X","X","-","-","-","X","X","X","X","X","X","X","X","X","X","X","X","X"]
["Biopsy guide G1-4P","可重复使用，适用于G1-4P，A1-4P，G1-4PV","V30119",3100095,null,"-","-","-","X","X","X","X","X","X","X","X","X","X","X","X","X","X","X","X","X","X","X","X","X","X","X","X","X","X","-","-","-","X","X","X","X","X","X","X","X","X","X","X","X","-"]
["Biopsy guide S1-6P","可重复使用，适用于S1-6P，S1-6PS","V30120",3100094,null,"-","-","-","X","X","X","X","X","X","X","X","X","X","X","Δ","Δ","-","-","-","-","-","-","-","-","-","-","-","-","-","-","-","-","-","X","X","-","-","-","-","-","-","-","-","-","-"]
["Biopsy guide BP4-9","可重复使用","V30523",3100392,null,"-","-","-","-","-","-","-","-","-","-","-","-","-","-","-","-","-","-","-","-","-","-","-","-","-","-","-","-","-","-","-","-","-","-","-","-","-","-","-","-","-","-","-","-","-"]
["Biopsy guide X4-9E","可重复使用，适用于X4-9E,A4-9EV,F4-9EV","V30522",3100384,null,"-","-","-","-","-","-","-","-","-","-","-","-","-","-","-","-","-","-","-","-","-","-","-","-","-","-","-","-","-","-","-","-","-","-","-","-","-","-","-","-","-","-","-","-","-"]
["Biopsy guide S1-6PX","可重复使用","V30653",3100438,null,"-","-","-","X","X","X","X","X","X","X","X","X","X","-","X","Δ","-","-","-","-","-","-","-","-","-","-","-","-","-","-","-","-","-","X","X","-","-","-","-","-","-","-","-","-","-"]
["Biopsy guide X2-6C","可重复使用","V30654",3100454,null,"-","-","-","X","X","X","X","X","X","X","X","X","X","X","X","-","-","-","-","-","-","-","-","-","-","-","-","-","-","-","-","-","-","-","-","-","-","-","-","-","-","-","-","-","-"]
["Biopsy guide S2-9C","可重复使用","V30769","3100473",null,"-","-","-","-","-","-","-","-","-","-","-","-","-","-","-","-","-","-","-","-","-","-","-","-","-","-","-","-","-","-","-","-","-","-","-","-","-","-","-","-","-","-","-","-","-"]
["俄罗斯版穿刺架,G4-9E","可重复使用","V30475",1000883,null,"-","-","-","-","-","-","-","-","-","-","-","-","-","-","-","-","-","-","-","-","-","-","-","-","-","-","-","-","-","-","-","-","-","-","-","-","-","-","-","-","-","-","-","-","-"]
["俄罗斯版穿刺架,F4-12L","可重复使用","V30476",1000884,null,"-","-","-","X","X","X","X","X","X","X","X","X","X","-","X","X","X","X","X","X","X","X","X","X","X","X","X","X","X","-","-","-","X","X","X","X","X","X","X","X","X","X","-","-","-"]
["俄罗斯版穿刺架,F2-5C","可重复使用","V30477",1000885,null,"-","-","-","-","-","-","-","-","-","-","-","-","-","-","X","X","X","X","X","X","X","X","X","X","X","X","X","X","X","-","-","-","X","X","X","X","X","X","X","X","X","X","-","-","-"]
["一次性穿刺架，LEAPMED LPESE123","-","T10004",3100243,null,"Δ","Δ","Δ","Δ","Δ","Δ","Δ","Δ","Δ","Δ","Δ","Δ","Δ","Δ","Δ","Δ","Δ","Δ","Δ","Δ","Δ","Δ","Δ","Δ","-","-","-","-","-","Δ","Δ","Δ","-","Δ","Δ","Δ","Δ","Δ","Δ","-","-","-","-","-","-"]
["Biopsy guide S1-6PV","可重复使用","V30824",3100668,null,"X","X","-","-","-","-","-","-","-","-","-","-","-","X","-","-","-","-","-","-","-","-","-","-","-","-","-","-","-","-","-","-","-","-","-","-","-","-","-","-","-","-","-","-","-"]

{"sheet":"TOONA(Oversea)","index":11,"n_rows":212,"n_cols":29,"rows_kept":212,"cut":false,"hidden":false,"merged":[]}
["Suitable software verison：","Release time：",null,null,null,"X  代表标配","- 代表不支持","Δ支持但隐藏","# 法规未注册","O 代表选配"]
[]
["红底：未注册机型/不发放",null,"ProductID",null,null,"A6","A6e","A6p","A5","A5e","A5p","A3","A3p","A2","A2p","A1","A1p","A6","A6e","A6p","A5","A5e","A5p","A3","A3p","A2","A2p","A1","A1p"]
["灰底：停售",{"$nulls":4},"V10217","V10218","V10219","V10220","V10221","V10222","V10863 ","V10224",{"$nulls":10},"V10864"]
[{"$nulls":5},"V10256:DE",null,null,"V10255:DE"]
[]
[]
[null,null,"Memo",null,null,"USB","USB","USB","USB","USB","USB","USB","USB","USB","USB","USB","USB","USB","USB","USB","USB","USB","USB","USB","USB","USB","USB","USB","USB"]
["Product ",null,"ProductDisplayName",null,null,"A6","A6e","A6p","A5","A5e","A5p","A3","A3p","A2","A2p","A1","A1p","A6-BRA","A6e-BRA","A6p-BRA","A5-BRA","A5e-BRA","A5p-BRA","A3-BRA","A3p-BRA","A2-BRA","A2p-BRA","A1-BRA","A1p-BRA"]
[" 2D Imaging Features","Product-OptionalFeatures "]
["Channel count",{"$nulls":4},"48X2","48X2","48X2","48X2","48X2","48X2","32X2","48X2","48X2","48X2","48X2","48X2","48X2","48X2","48X2","48X2","48X2","48X2","32X2","48X2","48X2","48X2","48X2","48X2"]
["Frequency range",{"$nulls":4},"-","-","-","-","-","-","-","-","-","-","-","-","-","-","-","-","-","-","-","-","-","-","-","-"]
["VFusion","VFusion",null,null,null,"X","X","X","X","X","X","X","X","X","X","X","X","X","X","X","X","X","X","X","X","X","X","X","X"]
["VSpeckle I ",null,"V30598",null,null,"X","X","X","X","X","X","X","X","X","X","X","X","X","X","X","X","X","X","X","X","X","X","X","X"]
["VSpeckle","Vspeckle1New","V30209",null,null,"X","X","X","X","X","X","X","X","X","X","X","X","X","X","X","X","X","X","X","X","X","X","X","X"]
["VTissue","VTissue","V30041",null,null,"X","-","-","X","-","-","-","-","-","-","-","-","X","-","-","X","-","-","-","-","-","-","-","-"]
["Auto optimization","Auto optimization",null,null,null,"X","X","X","X","X","X","X","X","X","X","X","X","X","X","X","X","X","X","X","X","X","X","X","X"]
["Easy Compare","Easy Compare","V30063",null,null,"X","X","X","X","X","X","X","X","X","X","X","X","X","X","X","X","X","X","X","X","X","X","X","X"]
["Duplex/Triplex 2D/Color/PW","Duplex/Triplex 2D/Color/PW","V30081",null,null,"X","X","X","X","X","X","-","X","-","-","-","-","X","X","X","X","X","X","-","X","-","-","-","-"]
["CWD","CWD","V30051","连续多普勒",null,"-","-","-","-","-","-","-","-","-","-","-","-","-","-","-","-","-","-","-","-","-","-","-","-"]
["CWD",null,"V30302","T-CWD套件",null,"O","O","O","O","O","O","-","O","-","-","-","-","O","O","O","O","O","O","-","O","-","-","-","-"]
["PWD","PW",null,null,null,"X","X","X","X","X","X","X","X","X","X","-","-","X","X","X","X","X","X","X","X","X","X","-","-"]
["RF based Zoom","ReadZoom","V30590",null,null,"X","X","X","X","X","X","X","X","X","X","X","X","X","X","X","X","X","X","X","X","X","X","X","X"]
["FULL screen","FullScreen",null,null,null,"X","X","X","X","X","X","X","X","X","X","X","X","X","X","X","X","X","X","X","X","X","X","X","X"]
["CFI function","CF",null,null,null,"X","X","X","X","X","X","X","X","-","-","-","-","X","X","X","X","X","X","X","X","-","-","-","-"]
["advanced CFI","FlowNewAlgorithm",null,null,null,"-","-","-","-","-","-","-","-","-","-","-","-","-","-","-","-","-","-","-","-","-","-","-","-"]
["PDI function","PDI",null,null,null,"X","X","X","X","X","X","X","X","-","-","-","-","X","X","X","X","X","X","X","X","-","-","-","-"]
["B+CF simultaneously ","B+CF simultaneously","V30064",null,null,"X","X","X","X","X","X","X","X","-","-","-","-","X","X","X","X","X","X","X","X","-","-","-","-"]
["CF Velocity Profile","CF Velocity Profile","V30179",null,null,"X","X","X","X","X","X","-","X","-","-","-","-","X","X","X","X","X","X","-","X","-","-","-","-"]
["TView ","TView","V30052",null,null,"X","X","X","X","X","X","X","X","X","X","X","X","X","X","X","X","X","X","X","X","X","X","X","X"]
["Pview","PView","V30031",null,null,"O","O","O","O","O","O","-","O","O","O","O","O","O","O","O","O","O","O","-","O","O","O","O","O"]
["MAM (multi angle M mode)","Multi Angle M-mode with 360 degree rotation","V30021",null,null,"O","O","O","O","O","O","-","O","-","-","-","-","O","O","O","O","O","O","-","O","-","-","-","-"]
["Curve M Mode",null,"V30596","曲线解剖M型",null,"X","X","X","X","X","X","-","X","-","-","-","-","X","X","X","X","X","X","-","-","-","-","-","-"]
["Color M mode","Color M-mode","V30061",null,null,"Δ","Δ","Δ","Δ","Δ","Δ","-","Δ","-","-","-","-","Δ","Δ","Δ","Δ","Δ","Δ","-","Δ","-","-","-","-"]
["Tissue Doppler (TD)","TD","V30065",null,null,"O","O","O","O","O","O","X","O","-","-","-","-","O","O","O","O","O","O","X","O","-","-","-","-"]
["Tissue Velocity Imaging (TVI)","TVI","V30036",null,null,"Δ","Δ","Δ","Δ","Δ","Δ","-","Δ","-","-","-","-","Δ","Δ","Δ","Δ","Δ","Δ","-","Δ","-","-","-","-"]
["Tissue Velocity M-mode (TVM)","Tissue Velocity M-mode (TVM)","V30039",null,null,"Δ","Δ","Δ","Δ","Δ","Δ","-","Δ","-","-","-","-","Δ","Δ","Δ","Δ","Δ","Δ","-","Δ","-","-","-","-"]
["Tissue Power Imaging (TPI)","Tissue Power Imaging(TPI)","V30170",null,null,"Δ","Δ","Δ","Δ","Δ","Δ","-","Δ","-","-","-","-","Δ","Δ","Δ","Δ","Δ","Δ","-","Δ","-","-","-","-"]
["Auto IMT","Auto IMT","V30033",null,null,"O","O","O","O","O","O","-","O","O","O","O","O","O","O","O","O","O","O","-","O","O","O","O","O"]
["Auto EF","Auto EF","V30149",null,null,"O","O","O","O","O","O","-","O","O","O","O","O","O","O","O","O","O","O","-","O","O","O","O","O"]
["Auto OB","Auto OB","V30171",null,null,"X","X","X","X","X","X","-","X","X","X","X","X","X","X","X","X","X","X","-","X","X","X","X","X"]
["Auto Bladder","Auto Bladder","V30172",null,null,"X","X","X","X","X","X","-","X","X","X","X","X","X","X","X","X","X","X","-","X","X","X","X","X"]
["Tissue/pulse inversion harmonic","Har",null,null,null,"X","X","X","X","X","X","X","X","X","X","X","X","X","X","X","X","X","X","X","X","X","X","X","X"]
["Elastic imaging","Elastic imaging","V30053",null,null,"-","-","-","-","-","-","-","-","-","-","-","-","-","-","-","-","-","-","-","-","-","-","-","-"]
["Contrast imaging","Contrast imaging","V30054",null,null,"-","-","-","-","-","-","-","-","-","-","-","-","-","-","-","-","-","-","-","-","-","-","-","-"]
["VFlash","VFlash","V30176",null,null,"-","-","-","-","-","-","-","-","-","-","-","-","-","-","-","-","-","-","-","-","-","-","-","-"]
["Needle enhancement","Needle enhancement","V30080",null,null,"O","O","O","O","O","O","-","O","O","O","O","O","O","O","O","O","O","O","-","O","O","O","O","O"]
["Support Mobile data transmission via Bluetooth and E-Mail","Support Mobile data transmission via Bluetooth and E-Mail","V30082","移动图像传输方案",null,"X","X","X","X","X","X","-","X","X","X","X","X","X","X","X","X","X","X","-","X","X","X","X","X"]
["SGC (Scanline gain compensation) ","Scanline Gain Compensation","V30107",null,null,"-","-","-","-","-","-","-","-","-","-","-","-","-","-","-","-","-","-","-","-","-","-","-","-"]
["Tutorials","Tutorial","V30195",null,null,"X","X","X","X","X","X","X","X","X","X","X","X","X","X","X","X","X","X","X","X","X","X","X","X"]
["PWV","Pulse Wave Velocity(PWV)","V30210",null,null,"-","-","-","-","-","-","-","-","-","-","-","-","-","-","-","-","-","-","-","-","-","-","-","-"]
["AMAS( Automatic measurement of Arterial stiffness )（暂时不发布）","Advanced PWV",null,null,null,"-","-","-","-","-","-","-","-","-","-","-","-","-","-","-","-","-","-","-","-","-","-","-","-"]
["Stress Echo","Stress Echo","V30211",null,null,"Δ","O","-","Δ","O","Δ","-","Δ","-","-","-","-","Δ","O","-","Δ","O","Δ","-","Δ","-","-","-","-"]
["2D auto follicle","Auto Follicle","V30212",null,null,"O","O","O","O","O","O","-","O","O","O","O","O","O","O","O","O","O","O","-","O","O","O","O","O"]
["HSG","C3DC4D(HSG)","V30215",null,null,"-","-","-","-","-","-","-","-","-","-","-","-","-","-","-","-","-","-","-","-","-","-","-","-"]
["VINNO Cardiac Quantification","vCQ","V30291",null,null,"O","O","O","O","O","O","-","O","O","O","O","O","O","O","O","O","O","O","-","O","O","O","O","O"]
["Zone Imaging","ZoneImage","V30303",null,null,"-","-","-","-","-","-","-","-","-","-","-","-","-","-","-","-","-","-","-","-","-","-","-","-"]
[" VFlow","HQFlow","V30355",null,null,"-","-","-","-","-","-","-","-","-","-","-","-","-","-","-","-","-","-","-","-","-","-","-","-"]
["Strain Imaging","Strain Rate","V30356",null,null,"-","-","-","-","-","-","-","-","-","-","-","-","-","-","-","-","-","-","-","-","-","-","-","-"]
["VAid (Real-time Auto Breast Lesion Detection)","AI","V30357",null,null,"-","-","-","-","-","-","-","-","-","-","-","-","-","-","-","-","-","-","-","-","-","-","-","-"]
["Emergency","Emergency Package","V30463",null,null,"-","-","-","-","-","-","-","-","-","-","-","-","-","-","-","-","-","-","-","-","-","-","-","-"]
["Nephrology","Nephrology Package","V30464",null,null,"-","-","-","-","-","-","-","-","-","-","-","-","-","-","-","-","-","-","-","-","-","-","-","-"]
["ICU","ICU Package","V30465",null,null,"-","-","-","-","-","-","-","-","-","-","-","-","-","-","-","-","-","-","-","-","-","-","-","-"]
["Anesthesia","Anesthesia Package","V30419",null,null,"-","-","-","-","-","-","-","-","-","-","-","-","-","-","-","-","-","-","-","-","-","-","-","-"]
["MSK","MSKPackage","V30361",null,null,"X","X","X","X","X","X","X","X","X","X","X","X","X","X","X","X","X","X","X","X","X","X","X","X"]
["VReport","VReport","V30363",null,null,"O","O","O","O","O","O","-","O","O","O","O","O","O","O","O","O","O","O","-","O","O","O","O","O"]
["VSPORT","SPORTPackage","V30386",null,null,"-","-","-","-","-","-","-","-","-","-","-","-","-","-","-","-","-","-","-","-","-","-","-","-"]
["Remote Examination","Remote Examination","V30420",null,null,"X","X","X","X","X","X","-","X","X","X","X","X","X","X","X","X","X","X","-","X","X","X","X","X"]
["Shear Wave Imaging(VShear)","SWEI","V30494",null,null,"-","-","-","-","-","-","-","-","-","-","-","-","-","-","-","-","-","-","-","-","-","-","-","-"]
[" VLuminous Flow","RadiantFlow","V30495",null,null,"X","X","X","X","X","X","-","X","X","X","X","X","X","X","X","X","X","X","-","X","X","X","X","X"]
["Live IMT","AutoImtInScan","V30496",null,null,"O","O","O","O","O","O","-","O","O","O","O","O","O","O","O","O","O","O","-","O","O","O","O","O"]
["VAim for OB","OB AIMeasure","V30497",null,null,"O","O","O","O","O","O","-","O","O","O","O","O","O","O","O","O","O","O","-","O","O","O","O","O"]
["VAim for HIP","DDH AIMeasure","V30498",null,null,"O","O","O","O","O","O","-","O","O","O","O","O","O","O","O","O","O","O","-","O","O","O","O","O"]
["VAim for Follicle","Follicle AIMeasure","V30499",null,null,"O","O","O","O","O","O","-","O","O","O","O","O","O","O","O","O","O","O","-","O","O","O","O","O"]
["VAim for Pelvic","VAS AIMeasure","V30500",null,null,"O","O","O","O","O","O","-","O","O","O","O","O","O","O","O","O","O","O","-","O","O","O","O","O"]
["VAim for LEVA(3D)","LEVA AIMeasure","V30501",null,null,"O","O","O","O","O","O","-","O","O","O","O","O","O","O","O","O","O","O","-","O","O","O","O","O"]
["Customized Auto Workflow(VWork)","Auto Works","V30502",null,null,"X","X","X","X","X","X","-","X","X","X","X","X","X","X","X","X","X","X","-","X","X","X","X","X"]
["Auto Flow Volume","Auto Flow Volume","V30531",null,null,"O","O","O","O","O","O","-","O","O","O","O","O","O","O","O","O","O","O","-","O","O","O","O","O"]
["lung ai","LungAI","V30559",null,null,"-","-","-","-","-","-","-","-","-","-","-","-","-","-","-","-","-","-","-","-","-","-","-","-"]
["ECG Function","ECG","V30786",null,null,"O","O","O","O","O","O","-","O","-","-","-","-","O","O","O","O","O","O","-","O","-","-","-","-"]
[]
["3D/4D Imaging Features"]
["3D imaging","3D imaging","V30135",null,null,"X","X","X","X","X","X","-","X","-","-","-","-","X","X","X","X","X","X","-","X","-","-","-","-"]
["Real-time grayscale 4D","Real-time grayscale 4D","V30066",null,null,"X","X","X","X","X","X","-","X","-","-","-","-","X","X","X","X","X","X","-","X","-","-","-","-"]
["4D Volume/sec (65 angle)",{"$nulls":10},"-",{"$nulls":11},"-"]
["Tomographic display (Mcut)","Tomographic display (Mcut)","V30067",null,null,"O ","O ","O ","O ","O ","O ","-","O ","-","-","-","-","O ","O ","O ","O ","O ","O ","-","O ","-","-","-","-"]
["Rendering algorithms",{"$nulls":10},"-",{"$nulls":11},"-"]
["- maximum, minimum, XΔRay",{"$nulls":4},"X","X","X","X","X","X","-","X","-","-","-","-","X","X","X","X","X","X","-","X","-","-","-","-"]
["- surface, smooth",{"$nulls":4},"X","X","X","X","X","X","-","X","-","-","-","-","X","X","X","X","X","X","-","X","-","-","-","-"]
["Parameter adjustable after freeze",{"$nulls":4},"X","X","X","X","X","X","-","X","-","-","-","-","X","X","X","X","X","X","-","X","-","-","-","-"]
["HQ (High Quality) 3D/4D","HQ3D&HQ4D","V30035",null,null,"Δ","Δ","Δ","Δ","Δ","Δ","-","Δ","-","-","-","-","Δ","Δ","Δ","Δ","Δ","Δ","-","Δ","-","-","-","-"]
["Spatio Temporal Image Correlation (STIC)",null,"V30037",null,null,"Δ","Δ","Δ","Δ","Δ","Δ","-","Δ","-","-","-","-","Δ","Δ","Δ","Δ","Δ","Δ","-","Δ","-","-","-","-"]
["Spatio Temporal Image Correlation (STIC)","Spatio Temporal Image Correlation (STIC)","V30787",null,null,"Δ","Δ","Δ","Δ","Δ","Δ","-","Δ","-","-","-","-","Δ","Δ","Δ","Δ","Δ","Δ","-","Δ","-","-","-","-"]
["Auto NT","Auto NT","V30040",null,null,"O","O","O","O","O","O","-","O","O","O","O","O","O","O","O","O","O","O","-","O","O","O","O","O"]
["Auto IT measure","Auto IT","V30503",null,null,"O","O","O","O","O","O","-","O","O","O","O","O","O","O","O","O","O","O","-","O","O","O","O","O"]
["Inversion mode","Inversion mode","V30057",null,null,"O","O","O","O","O","O","-","O","-","-","-","-","O","O","O","O","O","O","-","O","-","-","-","-"]
["Magic cut","Magic cut","V30058",null,null,"O","O","O","O","O","O","-","O","-","-","-","-","O","O","O","O","O","O","-","O","-","-","-","-"]
["Free view","Free view","V30060",null,null,"O","O","Δ","O","O","Δ","-","Δ","-","-","-","-","O","O","Δ","O","O","Δ","-","Δ","-","-","-","-"]
["Smart 3D Volume Calculation","Smart 3D Volume Calculation","V30177",null,null,"Δ","O","Δ","Δ","-","-","-","Δ","-","-","-","-","Δ","O","Δ","Δ","-","-","-","Δ","-","-","-","-"]
["Free 3D","Free 3D","V30178",null,null,"Δ","O","Δ","O","O","Δ","-","Δ","-","-","-","-","Δ","O","Δ","O","O","Δ","-","Δ","-","-","-","-"]
["3D auto follicle","Follicle 3D","V30213",null,null,"Δ","O","Δ","Δ","O","Δ","-","Δ","-","-","-","-","Δ","O","Δ","Δ","O","Δ","-","Δ","-","-","-","-"]
["4D HQ Silhouette mode","HQSilhouette",null,null,null,"-","-","-","-","-","-","-","-","-","-","-","-","-","-","-","-","-","-","-","-","-","-","-","-"]
["Export 3D data for 3D printer","Export 3D data for 3D printer","V30504",null,null,"Δ","Δ","Δ","Δ","Δ","Δ","-","Δ","-","-","-","-","Δ","Δ","Δ","Δ","Δ","Δ","-","Δ","-","-","-","-"]
["Auto Levator Ani","Auto Levator Hiatus","V30505",null,null,"Δ","Δ","Δ","Δ","Δ","Δ","-","Δ","-","-","-","-","Δ","Δ","Δ","Δ","Δ","Δ","-","Δ","-","-","-","-"]
["3D Smart Face","3D Smart Face","V30506",null,null,"Δ","Δ","Δ","Δ","Δ","Δ","-","Δ","-","-","-","-","Δ","Δ","Δ","Δ","Δ","Δ","-","Δ","-","-","-","-"]
["Niche View\n","Niche 3D\n","V30439","壁龛成像",null,"-","-","-","-","-","-","-","-","-","-","-","-","-","-","-","-","-","-","-","-","-","-","-","-"]
["DICOM export and storage, printer, worklist","DICOM export and storage, printer, worklist","V30038","DICOM接口（导出与存储,打印,列表）",null,"O","O","O","O","O","O","-","-","-","-","-","-","O","O","O","O","O","O","-","-","-","-","-","-"]
["DICOM export and storage, ","DicomStoragePackage","V30359","DICOM3.0基础功能",null,"-","-","-","-","-","-","X","X","X","X","X","X","-","-","-","-","-","-","X","X","X","X","X","X"]
["DICOM printer/ worklist","DicomNetworkPackage","V30360","DICOM3.0接口",null,"-","-","-","-","-","-","-","-","-","-","-","-","-","-","-","-","-","-","-","-","-","-","-","-"]
["Transfer image to FTP server","Transfer image to FTP server","V30087",null,null,"X","X","X","X","X","X","-","X","X","X","X","X","X","X","X","X","X","X","-","X","X","X","X","X"]
["RF data export","RF data export","V30088",null,null,"Δ","Δ","Δ","Δ","Δ","Δ","-","Δ","Δ","Δ","Δ","Δ","Δ","Δ","Δ","Δ","Δ","Δ","-","Δ","Δ","Δ","Δ","Δ"]
["vCloud interface","vCloud","V30173",null,null,"X","X","X","X","X","X","-","X","X","X","X","X","X","X","X","X","X","X","-","X","X","X","X","X"]
[]
["General Specification"]
["RF platform",{"$nulls":4},"X","X","X","X","X","X","X","X","X","X","X","X","X","X","X","X","X","X","X","X","X","X","X","X"]
["Cineloop",{"$nulls":4}," 1500 second"," 1500 second"," 1500 second"," 1500 second"," 1500 second"," 1500 second"," 1500 second"," 1500 second"," 1500 second"," 1500 second"," 1500 second"," 1500 second"," 1500 second"," 1500 second"," 1500 second"," 1500 second"," 1500 second"," 1500 second"," 1500 second"," 1500 second"," 1500 second"," 1500 second"," 1500 second"," 1500 second"]
["SSD for quick bootup",{"$nulls":4},"120SSD","120SSD","120SSD","120SSD","120SSD","120SSD","120SSD","120SSD","120SSD","120SSD","120SSD","120SSD","120SSD","120SSD","120SSD","120SSD","120SSD","120SSD","120SSD","120SSD","120SSD","120SSD","120SSD","120SSD"]
["Memory size",{"$nulls":4},"4G","4G","4G","4G","4G","4G","8G","4G","4G","4G","4G","4G","4G","4G","4G","4G","4G","4G","8G","4G","4G","4G","4G","4G"]
["HDD",{"$nulls":4},"-","-","-","-","-","-","-","-","-","-","-","-","-","-","-","-","-","-","-","-","-","-","-","-"]
["Monitor size",{"$nulls":4},"15.6\"","15.6\"","15.6\"","15.6\"","15.6\"","15.6\"","15.6\"","15.6\"","15.6\"","15.6\"","15.6\"","15.6\"","15.6\"","15.6\"","15.6\"","15.6\"","15.6\"","15.6\"","15.6\"","15.6\"","15.6\"","15.6\"","15.6\"","15.6\""]
["Integrated DVDRW ",{"$nulls":4},"-","-","-","-","-","-","-","-","-","-","-","-","-","-","-","-","-","-","-","-","-","-","-","-"]
["B/W video printer slot",{"$nulls":4},"in the cart","in the cart","in the cart","in the cart","in the cart","in the cart","in the cart","in the cart","in the cart","in the cart","in the cart","in the cart","in the cart","in the cart","in the cart","in the cart","in the cart","in the cart","in the cart","in the cart","in the cart","in the cart","in the cart","in the cart"]
["Patient database",{"$nulls":4},"X","X","X","X","X","X","X","X","X","X","X","X","X","X","X","X","X","X","X","X","X","X","X","X"]
["Quick store",{"$nulls":4},"X","X","X","X","X","X","X","X","X","X","X","X","X","X","X","X","X","X","X","X","X","X","X","X"]
["Network storage and printing","Network Printer",null,null,null,"X","X","X","X","X","X","-","X","X","X","X","X","X","X","X","X","X","X","-","X","X","X","X","X"]
["Auto trace in PW/CW",{"$nulls":4},"X","X","X","X","X","X","X","X","X","X","-","-","X","X","X","X","X","X","X","X","X","X","-","-"]
["Vascular calculations",{"$nulls":4},"X","X","X","X","X","X","X","X","X","X","X","X","X","X","X","X","X","X","X","X","X","X","X","X"]
["Cardiac calculations",{"$nulls":4},"X","X","X","X","X","X","X","X","X","X","X","X","X","X","X","X","X","X","X","X","X","X","X","X"]
["OB calculations and tables",{"$nulls":4},"X","X","X","X","X","X","X","X","X","X","X","X","X","X","X","X","X","X","X","X","X","X","X","X"]
["Gynecological calculations",{"$nulls":4},"X","X","X","X","X","X","X","X","X","X","X","X","X","X","X","X","X","X","X","X","X","X","X","X"]
["Urological calculations",{"$nulls":4},"X","X","X","X","X","X","X","X","X","X","X","X","X","X","X","X","X","X","X","X","X","X","X","X"]
["Renal calculations",{"$nulls":4},"X","X","X","X","X","X","X","X","X","X","X","X","X","X","X","X","X","X","X","X","X","X","X","X"]
["Volume calculations",{"$nulls":4},"X","X","X","X","X","X","X","X","X","X","X","X","X","X","X","X","X","X","X","X","X","X","X","X"]
["Probe port","option",null,null,null,"-","-","-","-","-","-","-","-","-","-","-","-","-","-","-","-","-","-","-","-","-","-","-","-"]
["Probe port","standard",null,null,null,3,3,3,2,3,2,2,1,2,1,2,1,3,3,3,2,3,2,2,1,2,1,2,1]
["WIFI adapter for portable",null,"V30115",null,null,"O","O","O","O","O","O","O","O","O","O","O","O","O","O","O","O","O","O","O","O","O","O","O","O"]
["LAN",{"$nulls":4},"X","X","X","X","X","X","X","X","X","X","X","X","X","X","X","X","X","X","X","X","X","X","X","X"]
["WLAN",{"$nulls":4},"X","X","X","X","X","X","X","X","X","X","X","X","X","X","X","X","X","X","X","X","X","X","X","X"]
["VGuide","EzonoNgs","V30214",null,null,"-","-","-","-","-","-","-","-","-","-","-","-","-","-","-","-","-","-","-","-","-","-","-","-"]
["DVI to HDMI cable for trolley &TOONA_50cm",null,"V30424",null,null,"-","-","-","-","-","-","-","-","-","-","-","-","-","-","-","-","-","-","-","-","-","-","-","-"]
["HDMI port adapter ",null,"V30425",null,null,"X","X","X","X","X","X","X","X","X","X","X","X","X","X","X","X","X","X","X","X","X","X","X","X"]
[]
["Ergonomics"]
["Articulating display",{"$nulls":4},"-","-","-","-","-","-","-","-","-","-","-","-","-","-","-","-","-","-","-","-","-","-","-","-"]
["Display up/down",{"$nulls":4},"-","-","-","-","-","-","-","-","-","-","-","-","-","-","-","-","-","-","-","-","-","-","-","-"]
["operation panel up/down",{"$nulls":4},"-","-","-","-","-","-","-","-","-","-","-","-","-","-","-","-","-","-","-","-","-","-","-","-"]
["operation panel Swivel",{"$nulls":4},"-","-","-","-","-","-","-","-","-","-","-","-","-","-","-","-","-","-","-","-","-","-","-","-"]
["Operation panel FrontΔback adjustment",{"$nulls":4},"-","-","-","-","-","-","-","-","-","-","-","-","-","-","-","-","-","-","-","-","-","-","-","-"]
["Gel warmer",{"$nulls":4},"-","-","-","-","-","-","-","-","-","-","-","-","-","-","-","-","-","-","-","-","-","-","-","-"]
["Foot rest",{"$nulls":4},"-","-","-","-","-","-","-","-","-","-","-","-","-","-","-","-","-","-","-","-","-","-","-","-"]
["Foot switch",{"$nulls":4},"-","-","-","-","-","-","-","-","-","-","-","-","-","-","-","-","-","-","-","-","-","-","-","-"]
["USB single button foot switch software",{"$nulls":4},"-","-","-","-","-","-","-","-","-","-","-","-","-","-","-","-","-","-","-","-","-","-","-","-"]
["USB double button foot switch software",{"$nulls":4},"O","O","O","O","O","O","-","O","O","O","O","O","O","O","O","O","O","O","-","O","O","O","O","O"]
["USB video acquisition card for video output",{"$nulls":4},"O","O","O","O","O","O","-","O","O","O","O","O","O","O","O","O","O","O","-","O","O","O","O","O"]
["battery discharge time",{"$nulls":4},"1 hour","1 hour","1 hour","1 hour","1 hour","1 hour","1 hour","1 hour","1 hour","1 hour","1 hour","1 hour","1 hour","1 hour","1 hour","1 hour","1 hour","1 hour","1 hour","1 hour","1 hour","1 hour","1 hour","1 hour"]
["battery charge time(fast/normal)",{"$nulls":4},"2.5h/4h","2.5h/4h","2.5h/4h","2.5h/4h","2.5h/4h","2.5h/4h","2.5h/4h","2.5h/4h","2.5h/4h","2.5h/4h","2.5h/4h","2.5h/4h","2.5h/4h","2.5h/4h","2.5h/4h","2.5h/4h","2.5h/4h","2.5h/4h","2.5h/4h","2.5h/4h","2.5h/4h","2.5h/4h","2.5h/4h","2.5h/4h"]
["battery package/UPS",{"$nulls":4},"-","-","-","-","-","-","-","-","-","-","-","-","-","-","-","-","-","-","-","-","-","-","-","-"]
["ECG",null,"V30166",null,null,"O","O","O","O","O","O","-","O","-","-","-","-","O","O","O","O","O","O","-","O","-","-","-","-"]
["外置导声胶加热器",null,"V10047",null,null,"O","O","O","O","O","O","O","O","O","O","O","O","O","O","O","O","O","O","O","O","O","O","O","O"]
["USB audio adapter",{"$nulls":4},"-","-","-","-","-","-","-","-","-","-","-","-","-","-","-","-","-","-","-","-","-","-","-","-"]
["A series UPS支架套件",{"$nulls":4},"-","-","-","-","-","-","-","-","-","-","-","-","-","-","-","-","-","-","-","-","-","-","-","-"]
["TOONA Hanger",null,"V30429",null,null,"O","O","O","O","O","O","O","O","O","O","O","O","O","O","O","O","O","O","O","O","O","O","O","O"]
[]
["I/O and peripherals"]
["Bluetooth adapter","Bluetooth adapter","V30082",null,null,"O","O","O","O","O","O","-","O","O","O","O","O","O","O","O","O","O","O","-","O","O","O","O","O"]
["USB DVDRW ",null,"V30180",null,null,"O","O","O","O","O","O","-","O","O","O","O","O","O","O","O","O","O","O","-","O","O","O","O","O"]
["TOONA Keyboard waterproofing membrane(Minimum package quantity 10pcs,10pcs/Bag)","Toona 键盘防水膜","V30421",null,null,"O","O","O","O","O","O","O","O","O","O","O","O","O","O","O","O","O","O","O","O","O","O","O","O"]
["USB port"]
["Display Port"]
["Toona cart","Toona cart 海外版","V10226",9000382,null,"O","O","O","O","O","O","O","O","O","O","O","O","O","O","O","O","O","O","O","O","O","O","O","O"]
["2 extended probe ports"]
["3 extended probe ports"]
["3 probe holder"]
["Cart with battery and 3 probe ports"]
["USB B/W graphic printer slot"]
["S-video port, DVI port, VGA port "]
["Peripherals"]
[" 4 USB ports"]
["Power suit "]
["locking mechanism"]
["Up/down mechanism (>150mm)"]
["Battery pack (>4 hours working time)"]
["portable独立包装电池"]
["CART 电池包组件"]
["CART电源面板组件"]
["CART视频转换输出组件"]
["CART USB HUB组件",null,"V30158",null,null,"O","O","O","O","O","O","O","O","O","O","O","O","O","O","O","O","O","O","O","O","O","O","O","O"]
["portable 箱包组件",null,"V30147",null,null,"O","O","O","O","O","O","O","O","O","O","O","O","O","O","O","O","O","O","O","O","O","O","O","O"]
["Two probe ports box "]
["Three probe ports box "]
[]
["Probes","Product-ProbeSpecification","Δ：Optional（注册了但是不想卖）\n#：    Additional(未注册)\n-/tt:   Hidden(工程上或者市场不开放)\nO:     Standard(停售了)\nX:     Standard","成品探头IPN\n（选型系统）","裸探头IPN\n（标签上IPN）"]
["A1-4P","A1-4P","V20042",1000594,1000593,"X","X","X","X","X","X","X","X","X","X","X","X","X","X","X","X","X","X","X","X","X","X","X","X"]
["A2-5C","A2-5C","V20040",1000590,1000589,"X","X","X","X","X","X","X","X","X","X","X","X","X","X","X","X","X","X","X","X","X","X","X","X"]
["A4-12L","A4-12L","V20041",1000592,1000591,"X","X","X","X","X","X","X","X","X","X","X","X","X","X","X","X","X","X","X","X","X","X","X","X"]
["A4-9E","A4-9E","V20043",1000596,1000595,"X","X","X","X","X","X","-","X","X","X","X","X","X","X","X","X","X","X","-","X","X","X","X","X"]
["A4-9E","A4-9EV","V20067",1000990,1000989,"X","X","X","X","X","X","X","X","X","X","X","X","X","X","X","X","X","X","X","X","X","X","X","X"]
["A3-6D","A3-6D","V20044",1000598,1000597,"X","X","X","X","X","X","-","X","X","X","X","X","X","X","X","X","X","X","-","X","X","X","X","X"]
["A3-6D（仅供无注册国家使用）","A3-6DX","V20050",1000830,1000829,"X","X","X","X","X","X","-","X","X","X","X","X","X","X","X","X","X","X","-","X","X","X","X","X"]
["A2-6D","A2-6D","V20077",1001109,1001109,"X","X","X","X","X","X","-","X","X","X","X","X","X","X","X","X","X","X","-","X","X","X","X","X"]
["A4-9M","A4-9M","V20045",1000652,1000651,"X","X","X","X","X","X","-","X","X","X","X","X","X","X","X","X","X","X","-","X","X","X","X","X"]
["A3-10P兽超","A3-10P","V20046",1000654,1000653,"Δ","Δ","Δ","Δ","Δ","Δ","-","Δ","Δ","Δ","Δ","Δ","Δ","Δ","Δ","Δ","Δ","Δ","-","Δ","Δ","Δ","Δ","Δ"]
["A4-12LV兽超","A4-12LV","V20047",1000656,1000655,"-","-","-","-","-","-","-","-","-","-","-","-","-","-","-","-","-","-","-","-","-","-","-","-"]
["A3-8M兽超","A3-8M","V20051",1000856,1000855,"-","-","-","-","-","-","-","-","-","-","-","-","-","-","-","-","-","-","-","-","-","-","-","-"]
["A3-9M兽超","A3-9M","V20055",1000928,1000927,"-","-","-","-","-","-","-","-","-","-","-","-","-","-","-","-","-","-","-","-","-","-","-","-"]
[]
["biopsy guide"]
["Biopsy guide F4-9E","可重复使用，适用于F4-9E,A4-9E","V30205",3100188,null,"X","X","X","X","X","X","-","X","X","X","X","X","X","X","X","X","X","X","-","X","X","X","X","X"]
["Biopsy guide F4-12L","可重复使用,适用于F4-12L，A4-12L","V30142",3100130,null,"X","X","X","X","X","X","X","X","X","X","X","X","X","X","X","X","X","X","X","X","X","X","X","X"]
["Biopsy guide F2-5C","可重复使用，适用于F2-5C，F2-5CE，A2-5C","V30141",3100096,null,"X","X","X","X","X","X","X","X","X","X","X","X","X","X","X","X","X","X","X","X","X","X","X","X"]
["Biopsy guide G1-4P","可重复使用，适用于G1-4P，A1-4P","V30119",3100095,null,"X","X","X","X","X","X","X","X","X","X","X","X","X","X","X","X","X","X","X","X","X","X","X","X"]
["Biopsy guide X4-9E","可重复使用，适用于X4-9E,A4-9EV,F4-9EV","V30522",3100384,null,"X","X","X","X","X","X","X","X","X","X","X","X","X","X","X","X","X","X","X","X","X","X","X","X"]

{"sheet":"TOONA(China)","index":12,"n_rows":214,"n_cols":17,"rows_kept":214,"cut":false,"hidden":false,"merged":[[135,1,136,1],[135,2,136,2]]}
["Suitable software verison： ","Release time： ",null,null,null,"X  代表标配","- 代表不支持","Δ支持但隐藏","# 法规未注册","O 代表选配"]
[]
["红底：未注册机型/不发放",null,"ProductID",null,null,"A6","A6e","A6p","A5","A5e","A5p","A3","A3p","A2","A2p","A1","A1p"]
["灰底：停售"]
[]
[]
[]
[null,null,"Memo",null,null,"USB","USB","USB","USB","USB","USB","USB","USB","USB","USB","USB","USB"]
["Product ",null,"ProductDisplayName",null,null,"A6","A6e","A6p","A5","A5e","A5p","A3","A3p","A2","A2p","A1","A1p"]
[" 2D Imaging Features","Product-OptionalFeatures "]
["Channel count",null,null,"物理通道",null,"48X2","48X2","48X2","48X2","48X2","48X2","32X2","48X2","48X2","48X2","48X2","48X2"]
["Frequency range",null,null,"主机频率响应",null,"-","-","-","-","-","-","-","-","-","-","-","-"]
["VFusion","VFusion",null,"复合超声成像",null,"X","X","X","X","X","X","X","X","X","X","X","X"]
["VSpeckle I ",null,"V30598","I型组织斑点噪声抑制 ",null,"X","X","X","X","X","X","X","X","X","X","X","X"]
["VSpeckle","Vspeckle1New","V30209","组织斑点噪声抑制 ",null,"X","X","X","X","X","X","X","X","X","X","X","X"]
["VTissue","VTissue","V30041","组织速度特征成像",null,"X","-","-","X","-","-","-","-","-","-","-","-"]
["Auto optimization","Auto optimization",null,"自动优化",null,"X","X","X","X","X","X","X","X","X","X","X","X"]
["Easy Compare","Easy Compare","V30063","记忆追踪对比技术",null,"X","X","X","X","X","X","X","X","X","X","X","X"]
["Duplex/Triplex 2D/Color/PW","Duplex/Triplex 2D/Color/PW","V30081","二同步/三同步图像显示",null,"X","X","X","X","X","X","-","X","-","-","-","-"]
["CWD","CWD","V30051","连续多普勒",null,"-","-","-","-","-","-","-","-","-","-","-","-"]
["CWD",null,"V30302","T-CWD套件",null,"O","O","O","O","O","O","-","O","-","-","-","-"]
["PWD","PW",null,"脉冲多普勒",null,"X","X","X","X","X","X","X","X","X","X","-","-"]
["RF based Zoom","ReadZoom","V30590","实时局部放大",null,"X","X","X","X","X","X","X","X","X","X","X","X"]
["FULL screen","FullScreen",null,"全屏显示",null,"X","X","X","X","X","X","X","X","X","X","X","X"]
["CFI function","CF",null,"彩色多普勒",null,"X","X","X","X","X","X","X","X","-","-","-","-"]
["advanced CFI","FlowNewAlgorithm",null,null,null,"-","-","-","-","-","-","-","-","-","-","-","-"]
["PDI function","PDI",null,"能量多普勒",null,"X","X","X","X","X","X","X","X","-","-","-","-"]
["B+CF simultaneously ","B+CF simultaneously","V30064","灰阶与彩色双幅显示",null,"X","X","X","X","X","X","X","X","-","-","-","-"]
["CF Velocity Profile","CF Velocity Profile","V30179","血流速度分布图",null,"X","X","X","X","X","X","X","X","-","-","-","-"]
["TView ","TView","V30052","梯形成像",null,"X","X","X","X","X","X","X","X","X","X","X","X"]
["Pview","PView","V30031","宽景成像",null,"O","O","O","O","O","O","-","O","O","O","O","O"]
["MAM (multi angle M mode)","Multi Angle M-mode with 360 degree rotation","V30021","全方位M型",null,"O","O","O","O","O","O","-","O","-","-","-","-"]
["Curve M Mode",null,"V30596","曲线解剖M型",null,"X","X","X","X","X","X","-","-","-","-","-","-"]
["Color M mode","Color M-mode","V30061","彩色M型",null,"Δ","Δ","Δ","Δ","Δ","Δ","-","Δ","-","-","-","-"]
["Tissue Doppler (TD)","TD","V30065","组织多普勒",null,"O","O","O","O","O","O","X","O","-","-","-","-"]
["Tissue Velocity Imaging (TVI)","TVI","V30036","组织速度成像",null,"Δ","Δ","Δ","Δ","Δ","Δ","-","Δ","-","-","-","-"]
["Tissue Velocity M-mode (TVM)","Tissue Velocity M-mode (TVM)","V30039","组织速度M型",null,"Δ","Δ","Δ","Δ","Δ","Δ","-","Δ","-","-","-","-"]
["Tissue Power Imaging (TPI)","Tissue Power Imaging(TPI)","V30170","组织多普勒能量图",null,"Δ","Δ","Δ","Δ","Δ","Δ","-","Δ","-","-","-","-"]
["Auto IMT","Auto IMT","V30033","颈动脉内中膜自动测量",null,"O","O","O","O","O","O","-","O","O","O","O","O"]
["Auto EF","Auto EF","V30149","左心室射血分数自动测量包",null,"O","O","O","O","O","O","-","O","O","O","O","O"]
["Auto OB","Auto OB","V30171","产科自动测量",null,"X","X","X","X","X","X","-","X","X","X","X","X"]
["Auto Bladder","Auto Bladder","V30172","膀胱自动测量",null,"X","X","X","X","X","X","-","X","X","X","X","X"]
["Tissue/pulse inversion harmonic","Har",null,"组织/反相脉冲谐波成像",null,"X","X","X","X","X","X","X","X","X","X","X","X"]
["Elastic imaging","Elastic imaging","V30053","弹性成像",null,"-","-","-","-","-","-","-","-","-","-","-","-"]
["Contrast imaging","Contrast imaging","V30054","CBI微泡造影成像(包含PPI造影分析)",null,"-","-","-","-","-","-","-","-","-","-","-","-"]
["vFlash","VFlash","V30176","声动力成像",null,"-","-","-","-","-","-","-","-","-","-","-","-"]
["B/Color steer",null,null,"灰阶与彩色独立偏转",null,"X","X","X","X","X","X","X","X","X","X","X","X"]
["Needle enhancement","Needle enhancement","V30080","穿刺增强",null,"O","O","O","O","O","O","-","O","O","O","O","O"]
["Support Mobile data transmission via Bluetooth and E-Mail","Support Mobile data transmission via Bluetooth and E-Mail","V30082","移动图像传输方案",null,"X","X","X","X","X","X","X","X","X","X","X","X"]
["SGC","Scanline Gain Compensation","V30107","扫描增益补偿",null,"-","-","-","-","-","-","-","-","-","-","-","-"]
["Tutorials","Tutorial","V30195","超声教学功能",null,"X","X","X","X","X","X","X","X","X","X","X","X"]
["Maximum linear probe depth display (X6Δ16L)","X6-16L_MaxDepth",null,null,null,"-","-","-","-","-","-","-","-","-","-","-","-"]
["PWV","Pulse Wave Velocity(PWV)","V30210","脉搏波定量分析",null,"-","-","-","-","-","-","-","-","-","-","-","-"]
["AMAS( Automatic measurement of Arterial stiffness )（暂时不发布）","Advanced PWV",null,null,null,"-","-","-","-","-","-","-","-","-","-","-","-"]
["Stress Echo","Stress Echo","V30211","负荷成像",null,"Δ","O","-","Δ","O","Δ","-","Δ","-","-","-","-"]
["2D auto follicle","Auto Follicle","V30212","二维卵泡自动测量",null,"O","O","O","O","O","O","-","O","O","O","O","O"]
["HSG","C3DC4D(HSG)","V30215","输卵管造影",null,"-","-","-","-","-","-","-","-","-","-","-","-"]
["VINNO Cardiac Quantification","vCQ","V30291","辅助诊疗功能",null,"O","O","O","O","O","O","-","O","O","O","O","O"]
["Zone Imaging","ZoneImage","V30303","全御相关成像",null,"-","-","-","-","-","-","-","-","-","-","-","-"]
[" VFlow","HQFlow","V30355","高灵敏度血流",null,"-","-","-","-","-","-","-","-","-","-","-","-"]
["Strain Imaging","Strain Rate","V30356","应变成像",null,"-","-","-","-","-","-","-","-","-","-","-","-"]
["VAid (Real-time Auto Breast Lesion Detection)","AI","V30357","乳腺自动化病灶辅助检测",null,"-","-","-","-","-","-","-","-","-","-","-","-"]
["Emergency","Emergency Package","V30463","急诊",null,"-","-","-","-","-","-","-","-","-","-","-","-"]
["Nephrology","Nephrology Package","V30464","肾内（血管通路）",null,"-","-","-","-","-","-","-","-","-","-","-","-"]
["ICU","ICU Package","V30465","重症",null,"-","-","-","-","-","-","-","-","-","-","-","-"]
["Anesthesia","Anesthesia Package","V30419","神经麻醉包",null,"-","-","-","-","-","-","-","-","-","-","-","-"]
["MSK","MSKPackage","V30361","肌骨",null,"X","X","X","X","X","X","X","X","X","X","X","X"]
["VReport","VReport","V30363","VReport",null,"O","O","O","O","O","O","-","O","O","O","O","O"]
["VSPORT","SPORTPackage","V30386","运动版",null,"-","-","-","-","-","-","-","-","-","-","-","-"]
["Remote Examination","Remote Examination","V30420","远程考核",null,"X","X","X","X","X","X","-","X","X","X","X","X"]
["Shear Wave Imaging(VShear)","SWEI","V30494","剪切波弹性成像(VShear)",null,"-","-","-","-","-","-","-","-","-","-","-","-"]
[" VLuminous Flow","RadiantFlow","V30495","立体血流",null,"X","X","X","X","X","X","-","X","X","X","X","X"]
["Live IMT","AutoImtInScan","V30496","实时IMT",null,"O","O","O","O","O","O","-","O","O","O","O","O"]
["VAim for OB","OB AIMeasure","V30497","VAim:产科自动测量",null,"O","O","O","O","O","O","-","O","O","O","O","O"]
["VAim for HIP","DDH AIMeasure","V30498","VAim:小儿髋关节自动测量",null,"O","O","O","O","O","O","-","O","O","O","O","O"]
["VAim for Follicle","Follicle AIMeasure","V30499","VAim:卵泡自动测量",null,"O","O","O","O","O","O","-","O","O","O","O","O"]
["VAim for Pelvic","VAS AIMeasure","V30500","VAim:盆底脱垂自动测量",null,"O","O","O","O","O","O","-","O","O","O","O","O"]
["VAim for LEVA(3D)","LEVA AIMeasure","V30501","VAim:3D盆底肛提肌裂孔自动测量",null,"O","O","O","O","O","O","-","O","O","O","O","O"]
["Customized Auto Workflow(VWork)","Auto Works","V30502","自定义工作流(VWork)",null,"X","X","X","X","X","X","-","X","X","X","X","X"]
["Auto Flow Volume","Auto Flow Volume","V30531","血流量自动测量",null,"O","O","O","O","O","O","-","O","O","O","O","O"]
["lung ai","LungAI","V30559","智能肺超",null,"-","-","-","-","-","-","-","-","-","-","-","-"]
["ECG Function","ECG","V30786","ECG 软件功能",null,"O","O","O","O","O","O","-","O","-","-","-","-"]
["DICOM export and storage, printer, worklist","DICOM export and storage, printer, worklist","V30038","DICOM接口（导出与存储,打印,列表）",null,"-","-","-","-","-","-","-","-","-","-","-","-"]
["DICOM export and storage, ","DicomStoragePackage","V30359","DICOM3.0基础功能",null,"O","O","O","O","O","O","X","X","X","X","X","X"]
["DICOM printer/ worklist","DicomNetworkPackage","V30360","DICOM3.0接口",null,"O","O","O","O","O","O","-","-","-","-","-","-"]
["Transfer image to FTP server","Transfer image to FTP server","V30087","传输影像至FTP服务器",null,"O","O","O","O","O","O","-","O","O","O","O","O"]
["RF data export","RF data export","V30088","RF元数据导出",null,"Δ","Δ","Δ","Δ","Δ","Δ","-","Δ","Δ","Δ","Δ","Δ"]
["vCloud interface","vCloud","V30173","远程传输接口",null,"X","X","X","X","X","X","-","X","X","X","X","X"]
[]
["3D/4D Imaging Features"]
["3D imaging","3D imaging","V30135","三维成像",null,"X","X","X","X","X","X","-","X","-","-","-","-"]
["Real-time grayscale 4D","Real-time grayscale 4D","V30066","实时灰阶四维",null,"X","X","X","X","X","X","-","X","-","-","-","-"]
["4D Volume/sec (65 angle)",null,null,"四维帧频",{"$nulls":7},"-"]
["Tomographic display (Mcut)","Tomographic display (Mcut)","V30067","超声断层成像",null,"O","O","O","O","O","O","-","O","-","-","-","-"]
["Rendering algorithms",null,null,"渲染方式",{"$nulls":7},"-"]
["- maximum, minimum, XΔRay",null,null," 最大、最小、X光显影模式",null,"X","X","X","X","X","X","-","X","-","-","-","-"]
["- surface, smooth",null,null,"表面模式、平滑模式",null,"X","X","X","X","X","X","-","X","-","-","-","-"]
["Parameter adjustable after freeze",{"$nulls":4},"X","X","X","X","X","X","-","X","-","-","-","-"]
["HQ (High Quality) 3D/4D","HQ3D&HQ4D","V30035","羊膜腔镜成像技术",null,"Δ","Δ","Δ","Δ","Δ","Δ","-","Δ","-","-","-","-"]
["Spatio Temporal Image Correlation (STIC)",null,"V30037","时间空间相关成像",null,"Δ","Δ","Δ","Δ","Δ","Δ","-","Δ","-","-","-","-"]
["Spatio Temporal Image Correlation (STIC)","Spatio Temporal Image Correlation (STIC)","V30037","时间空间相关成像",null,"Δ","Δ","Δ","Δ","Δ","Δ","-","Δ","-","-","-","-"]
["Auto NT","Auto NT","V30040","自动颈项透明层测量",null,"O","O","O","O","O","O","-","O","O","O","O","O"]
["Auto IT measure","Auto IT","V30503","自动IT(颅内透明层)测量（同autoNT）",null,"O","O","O","O","O","O","-","O","O","O","O","O"]
["Inversion mode","Inversion mode","V30057","灰阶反转模式",null,"O","O","O","O","O","O","-","O","-","-","-","-"]
["Magic cut","Magic cut","V30058","魔术刀",null,"O","O","O","O","O","O","-","O","-","-","-","-"]
["Free view","Free view","V30060","容积超声断层成像",null,"O","O","Δ","O","O","Δ","-","Δ","-","-","-","-"]
["Smart 3D Volume Calculation","Smart 3D Volume Calculation","V30177","智能三维容积计算",null,"Δ","O","Δ","Δ","-","-","-","Δ","-","-","-","-"]
["Free 3D","Free 3D","V30178","自由臂3D",null,"Δ","O","Δ","O","O","Δ","-","Δ","-","-","-","-"]
["3D auto follicle","Follicle 3D","V30213","三维卵泡自动测量",null,"Δ","O","Δ","Δ","O","Δ","-","Δ","-","-","-","-"]
["4D HQ Silhouette mode","HQSilhouette",null,null,null,"-","-","-","-","-","-","-","-","-","-","-","-"]
["Export 3D data for 3D printer","Export 3D data for 3D printer","V30504","导出3D打印数据",null,"Δ","Δ","Δ","Δ","Δ","Δ","-","Δ","-","-","-","-"]
["Auto Levator Ani","Auto Levator Hiatus","V30505","3D盆底肛提肌裂孔自动测量",null,"Δ","Δ","Δ","Δ","Δ","Δ","-","Δ","-","-","-","-"]
["3D Smart Face","3D Smart Face","V30506","智能胎儿面部成像",null,"Δ","Δ","Δ","Δ","Δ","Δ","-","Δ","-","-","-","-"]
["Niche View\n","Niche 3D\n","V30439","壁龛成像",null,"-","-","-","-","-","-","-","-","-","-","-","-"]
[]
["General Specification"]
["RF platform",null,null,"RF元数据平台",null,"X","X","X","X","X","X","X","X","X","X","X","X"]
["Cineloop",null,null,"电影回放",null," 1500 second"," 1500 second"," 1500 second"," 1500 second"," 1500 second"," 1500 second"," 1500 second"," 1500 second"," 1500 second"," 1500 second"," 1500 second"," 1500 second"]
["SSD for quick bootup",null,null,"快速启动",null,"120SSD","120SSD","120SSD","120SSD","120SSD","120SSD","120SSD","120SSD","120SSD","120SSD","120SSD","120SSD"]
["Memory size",null,null,"内存",null,"4G","4G","4G","4G","4G","4G","8G","4G","4G","4G","4G","4G"]
["HDD",null,null,"硬盘",null,"-","-","-","-","-","-","-","-","-","-","-","-"]
["Monitor size",null,null,"显示器",null,"15.6“","15.6“","15.6“","15.6“","15.6“","15.6“","15.6“","15.6“","15.6“","15.6“","15.6“","15.6“"]
["Integrated DVDRW ",null,null,"可读写DVD",null,"-","-","-","-","-","-","-","-","-","-","-","-"]
["B/W video printer slot",null,null,"黑白打印机安装槽",null,"in the cart","in the cart","in the cart","in the cart","in the cart","in the cart","in the cart","in the cart","in the cart","in the cart","in the cart","in the cart"]
["Patient database",null,null,"病人数据",null,"X","X","X","X","X","X","X","X","X","X","X","X"]
["Quick store",null,null,"USB快速存储",null,"X","X","X","X","X","X","X","X","X","X","X","X"]
["Network storage and printing","Network Printer",null,"网络存储与网络打印",null,"X","X","X","X","X","X","-","X","X","X","X","X"]
["Auto track in PW/CW",null,null,"多普勒频谱自动包络",null,"X","X","X","X","X","X","X","X","X","X","-","-"]
["Vascular calculations",null,null,"血管测量包",null,"X","X","X","X","X","X","X","X","X","X","X","X"]
["Cardiac calculations",null,null,"心脏测量包",null,"X","X","X","X","X","X","X","X","X","X","X","X"]
["OB calculations and tables",null,null,"产科计算包及胎儿生长曲线表",null,"X","X","X","X","X","X","X","X","X","X","X","X"]
["Gynecological calculations",null,null,"妇科计算包",null,"X","X","X","X","X","X","X","X","X","X","X","X"]
["Urological calculations",null,null,"泌尿科计算包",null,"X","X","X","X","X","X","X","X","X","X","X","X"]
["Renal calculations",null,null,"肾脏计算包",null,"X","X","X","X","X","X","X","X","X","X","X","X"]
["Volume calculations",null,null,"容积计算",null,"X","X","X","X","X","X","X","X","X","X","X","X"]
["Probe port",null,null,"选配探头接口",null,"-","-","-","-","-","-","-","-","-","-","-","-"]
["Probe port",null,null,"标配探头接口",null,3,3,3,2,3,2,2,1,2,1,2,1]
["WIFI adapter for portable",null,"V30115","无线适配器",null,"O","O","O","O","O","O","O","O","O","O","O","O"]
["LAN",null,null,"网络连接",null,"X","X","X","X","X","X","X","X","X","X","X","X"]
["WLAN",{"$nulls":4},"X","X","X","X","X","X","X","X","X","X","X","X"]
["VGuide","EzonoNgs","V30214","微磁引导",null,"-","-","-","-","-","-","-","-","-","-","-","-"]
[]
["Ergonomics"]
["Articulating display",null,null,"自由显示臂",null,"-","-","-","-","-","-","-","-","-","-","-","-"]
["display up/down",null,null,"显示器上下升降",null,"-","-","-","-","-","-","-","-","-","-","-","-"]
["operation panel up/down",null,null,"操作平台上下移动",null,"-","-","-","-","-","-","-","-","-","-","-","-"]
["operation panel Swivel",null,null,"操作平台左右移动",null,"-","-","-","-","-","-","-","-","-","-","-","-"]
["Operation panel FrontΔback adjustment",null,null,"操作平台前后移动",null,"-","-","-","-","-","-","-","-","-","-","-","-"]
["Gel warmer",null,null,"耦合剂加温器",null,"-","-","-","-","-","-","-","-","-","-","-","-"]
["Foot rest",null,null,"踏脚装置",null,"-","-","-","-","-","-","-","-","-","-","-","-"]
["Foot switch",null,null,"集成式脚踏开关",null,"-","-","-","-","-","-","-","-","-","-","-","-"]
["USB single button foot switch",null,null,"USB单踏脚踏开关",null,"-","-","-","-","-","-","-","-","-","-","-","-"]
["USB double button foot switch",null,null,"USB双踏脚踏开关",null,"O","O","O","O","O","O","-","O","O","O","O","O"]
["USB video acquisition card for video output",null,null,"中安USB视频采集卡（US2000视频采集盒）",null,"O","O","O","O","O","O","-","O","O","O","O","O"]
["battery discharge time",{"$nulls":4},"1hour","1hour","1hour","1hour","1hour","1hour","1hour","1hour","1hour","1hour","1hour","1hour"]
["battery charge time(fast/normal)",{"$nulls":4},"2.5/4h","2.5/4h","2.5/4h","2.5/4h","2.5/4h","2.5/4h","2.5/4h","2.5/4h","2.5/4h","2.5/4h","2.5/4h","2.5/4h"]
["battery package/UPS",{"$nulls":4},"-","-","-","-","-","-","-","-","-","-","-","-"]
["ECG for E20",null,"V30166","心电图",null,"O","O","O","O","O","O","-","O","-","-","-","-"]
["外置导声胶加热器",null,"V10047","外置导声胶加热器",null,"O","O","O","O","O","O","O","O","O","O","O","O"]
["USB audio adapter",{"$nulls":4},"-","-","-","-","-","-","-","-","-","-","-","-"]
["A Series UPS支架套件",{"$nulls":4},"-","-","-","-","-","-","-","-","-","-","-","-"]
["DVI to HDMI cable for trolley &TOONA_50cm",null,"V30424","DVI转HDMI视频输出线-50cm",null,"-","-","-","-","-","-","-","-","-","-","-","-"]
["HDMI port adapter ",null,"V30425","DVI转HDMI转接头",null,"X","X","X","X","X","X","X","X","X","X","X","X"]
["TOONA Hanger",null,"V30429","Toona挂架组件  ",null,"O","O","O","O","O","O","O","O","O","O","O","O"]
[]
["I/O and peripherals"]
["Bluetooth adapter","Bluetooth adapter","V30082","蓝牙适配器",null,"O","O","O","O","O","O","O","O","O","O","O","O"]
["USB DVDRW ",{"$nulls":4},"O","O","O","O","O","O","-","O","O","O","O","O"]
["TOONA Keyboard waterproofing membrane(Minimum package quantity 10pcs,10pcs/Bag)","Toona 键盘防水膜","V30421",null,null,"X","X","X","X","X","X","X","X","X","X","X","X"]
["USB port"]
["Display Port"]
["Toona cart","Toona cart 海外版","V10226",null,null,"O","O","O","O","O","O","O","O","O","O","O","O"]
["2 extended probe ports"]
["3 extended probe ports"]
["3 probe holder"]
["Cart with battery and 3 probe ports"]
["USB B/W graphic printer slot"]
["S-video port, DVI port, VGA port "]
["Peripherals"]
[" 4 USB ports"]
["Power suit "]
["locking mechanism"]
["Up/down mechanism (>150mm)"]
["Battery pack (>4 hours working time)"]
["portable独立包装电池"]
["CART 电池包组件"]
["CART电源面板组件"]
["CART视频转换输出组件"]
["portable 箱包组件",null,"V30147",null,null,"O","O","O","O","O","O","O","O","O","O","O","O"]
["Two probe ports box "]
["Three probe ports box "]
[]
[]
["Probes","Product-ProbeSpecification","Δ：Optional（注册了但是不想卖）\n#：    Additional(未注册)\n-/tt:   Hidden(工程上或者市场不开放)\nO:     Standard(停售了)\nX:     Standard","成品探头IPN\n（选型系统）","裸探头IPN\n（标签上IPN）"]
["A1-4P","A1-4P","V20042",1000594,1000593,"X","X","X","X","X","X","X","X","X","X","X","X"]
["A2-5C","A2-5C","V20040",1000590,1000589,"X","X","X","X","X","X","X","X","X","X","X","X"]
["A4-12L","A4-12L","V20041",1000592,1000591,"X","X","X","X","X","X","X","X","X","X","X","X"]
["A4-9E","A4-9E","V20043",1000596,1000595,"X","X","X","X","X","X","-","X","X","X","X","X"]
["A4-9E","A4-9EV","V20067",1000990,1000989,"X","X","X","X","X","X","X","X","X","X","X","X"]
["A3-6D ","A3-6D","V20044",1000598,1000597,"X","X","X","X","X","X","-","X","X","X","X","X"]
["A3-6D（仅供无注册国家使用）","A3-6DX","V20050",1000830,1000829,"-","-","-","-","-","-","-","-","-","-","-","-"]
["A2-6D","A2-6D","V20077",1001109,1001109,"X","X","X","X","X","X","-","X","X","X","X","X"]
["A4-9M","A4-9M","V20045",1000652,1000651,"#","#","#","#","#","#","-","#","#","#","#","#"]
["A3-10P兽超","A3-10P","V20046",1000654,1000653,"-","-","-","-","-","-","-","-","-","-","-","-"]
["A4-12LV兽超","A4-12LV","V20047",1000656,1000655,"-","-","-","-","-","-","-","-","-","-","-","-"]
["A3-8M兽超","A3-8M","V20051",1000856,1000855,"-","-","-","-","-","-","-","-","-","-","-","-"]
["A3-9M兽超","A3-9M","V20055",1000928,1000927,"-","-","-","-","-","-","-","-","-","-","-","-"]
[]
["biopsy guide",null,null,"IPN"]
["Biopsy guide F4-9E","可重复使用，适用于F4-9E,A4-9E","V30205",3100188,null,"X","X","X","X","X","X","-","X","X","X","X","X"]
["Biopsy guide F4-12L","可重复使用,适用于F4-12L，A4-12L","V30142",3100130,null,"X","X","X","X","X","X","X","X","X","X","X","X"]
["Biopsy guide F2-5C","可重复使用，适用于F2-5C，F2-5CE，A2-5C","V30141",3100096,null,"X","X","X","X","X","X","X","X","X","X","X","X"]
["Biopsy guide G1-4P","可重复使用，适用于G1-4P，A1-4P","V30119",3100095,null,"X","X","X","X","X","X","X","X","X","X","X","X"]
["Biopsy guide X4-9E","可重复使用，适用于X4-9E,A4-9EV,F4-9EV","V30522",3100384,null,"X","X","X","X","X","X","X","X","X","X","X","X"]

{"sheet":"HandHeld VET","index":13,"n_rows":163,"n_cols":5,"rows_kept":163,"cut":false,"hidden":false,"merged":[[126,0,127,0]]}
["Suitable software verison：","Release time："]
[]
["红底：未注册机型/不发放",null,"ProductID",null,"P5"]
["灰底：停售",null,null,null,"3C:   V"]
[{"$nulls":4},"7L：V"]
[{"$nulls":4},"2P:   V"]
[null,null,"Memo"]
[]
["Product ",null,"ProductDisplayName",null,"P5"]
[" 2D Imaging Features","Product-OptionalFeatures ",null,"IPN"]
["Channel count",null,null,null,32]
["Frequency range",null,null,null,"16Mhz"]
["VFusion","VFusion",null,null,"X"]
["VSpeckle I ",null,"V30598",null,"-"]
["VSpeckle","Vspeckle1New","V30209",null,"X"]
["VTissue","VTissue","V30041",null,"-"]
["Auto optimization","Auto optimization",null,null,"X"]
["Easy Compare","Easy Compare","V30063",null,"-"]
["Duplex/Triplex 2D/Color/PW","Duplex/Triplex 2D/Color/PW","V30081",null,"-"]
["CWD","CWD","V30051",null,"-"]
["PWD","PW",null,null,"X"]
["RF based Zoom","ReadZoom",null,null,"-"]
["FULL screen","FullScreen","V30310",null,"X"]
["Smart Touch Zoom","Smart Touch Zoom","V30175",null,"X"]
["CFI function","CF",null,null,"X"]
["advanced CFI",null,null,null,"O"]
["PDI function","PDI",null,null,"-"]
["B+CF simultaneously ","B+CF simultaneously","V30064",null,"-"]
["CF Velocity Profile","CF Velocity Profile","V30179",null,"-"]
["TView ","TView","V30052",null,"O"]
["Pview","PView","V30031",null,"-"]
["MAM (multi angle M mode, not available in Germany, France, Italy, Norway, USA, Japan)","Multi Angle M-mode with 360 degree rotation","V30021",null,"O"]
["Curve M Mode",null,"V30596","曲线解剖M型","O"]
["Color M mode (not available in USA, Canada, Australian, Europe, Japan)","Color M-mode","V30061",null,"Δ"]
["Tissue Doppler (TD)","TD","V30065",null,"-"]
["Tissue Velocity Imaging (TVI)","TVI","V30036",null,"-"]
["Tissue Velocity M-mode (TVM）","Tissue Velocity M-mode (TVM)","V30039",null,"-"]
["Tissue Power Imaging (TPI)","Tissue Power Imaging(TPI)","V30170",null,"-"]
["Auto IMT","Auto IMT","V30033",null,"-"]
["Auto EF","Auto EF","V30149",null,"-"]
["Auto OB","Auto OB","V30171",null,"-"]
["Auto Bladder","Auto Bladder","V30172",null,"-"]
["Tissue/pulse inversion harmonic","Har",null,null,"-"]
["Elastic imaging","Elastic imaging","V30053",null,"-"]
["Contrast imaging","Contrast imaging","V30054",null,"-"]
["VFlash","VFlash","V30176",null,"X"]
["Needle enhancement","Needle enhancement","V30080",null,"O"]
["Support Mobile data transmission via Bluetooth and E-Mail","Support Mobile data transmission via Bluetooth and E-Mail","V30082",null,"X"]
["SGC (Scanline gain compensation) ","Scanline Gain Compensation","V30107",null,"-"]
["Tutorials","Tutorial","V30195",null,"-"]
["PWV","Pulse Wave Velocity(PWV)","V30210",null,"-"]
["AMAS( Automatic measurement of Arterial stiffness )",null,null,null,"-"]
["Stress Echo","Stress Echo","V30211",null,"-"]
["2D auto follicle","Auto Follicle","V30212",null,"-"]
["HSG","C3DC4D(HSG)","V30215",null,"-"]
["VINNO Cardiac Quantification","vCQ","V30291",null,"-"]
["Zone Imaging","ZoneImage","V30303",null,"-"]
[" VFlow","HQFlow","V30355",null,"-"]
["Strain Imaging","Strain Rate","V30356",null,"-"]
["VAid (Real-time Auto Breast Lesion Detection)","AI","V30357",null,"-"]
["Emergency","Emergency Package","V30463",null,"-"]
["Nephrology","Nephrology Package","V30464",null,"-"]
["ICU","ICU Package","V30465",null,"-"]
["Anesthesia","Anesthesia Package","V30419",null,"-"]
["MSK","MSKPackage","V30361",null,"-"]
["VReport","VReport","V30363",null,"-"]
["VSPORT","SPORTPackage","V30386",null,"-"]
["Remote Examination","Remote Examination","V30420",null,"-"]
["Shear Wave Imaging(VShear)","SWEI","V30494",null,"-"]
[" VLuminous Flow","RadiantFlow","V30495",null,"-"]
["Live IMT","AutoImtInScan","V30496",null,"-"]
["VAim for OB","OB AIMeasure","V30497",null,"-"]
["VAim for HIP","DDH AIMeasure","V30498",null,"-"]
["VAim for Follicle","Follicle AIMeasure","V30499",null,"-"]
["VAim for Pelvic","VAS AIMeasure","V30500",null,"-"]
["VAim for LEVA(3D)","LEVA AIMeasure","V30501",null,"-"]
["Customized Auto Workflow(VWork)","Auto Works","V30502",null,"-"]
["Auto Flow Volume","Auto Flow Volume","V30531",null,"-"]
["lung ai","LungAI","V30559",null,"-"]
[]
["3D/4D Imaging Features"]
["3D imaging","3D imaging","V30135",null,"-"]
["Real-time grayscale 4D","Real-time grayscale 4D","V30066",null,"-"]
["4D Volume/sec (65 angle)",null,null,null,"-"]
["Tomographic display (Mcut)","Tomographic display (Mcut)","V30067",null,"-"]
["Rendering algorithms",null,null,null,"-"]
["- maximum, minimum, XΔRay",null,null,null,"-"]
["- surface, smooth",null,null,null,"-"]
["Parameter adjustable after freeze",null,null,null,"-"]
["HQ (High Quality) 3D/4D","HQ3D&HQ4D","V30035",null,"-"]
["Spatio Temporal Image Correlation (STIC)","Spatio Temporal Image Correlation (STIC)","V30037",null,"-"]
["Auto NT","Auto NT","V30040",null,"-"]
["Auto IT measure","Auto IT","V30503",null,"-"]
["Inversion mode","Inversion mode","V30057",null,"-"]
["Magic cut","Magic cut","V30058",null,"-"]
["Smart touch panel 3D/4D operation","Smart touch panel 3D/4D operation","V30059",null,"-"]
["Free view","Free view","V30060",null,"-"]
["Smart 3D Volume Calculation","Smart 3D Volume Calculation","V30177",null,"-"]
["Free 3D","Free 3D","V30178",null,"-"]
["3D auto follicle","Follicle 3D","V30213",null,"-"]
["4D HQ Silhouette mode","HQSilhouette","V30358",null,"-"]
["Export 3D data for 3D printer","Export 3D data for 3D printer","V30504",null,"-"]
["Auto Levator Ani","Auto Levator Hiatus","V30505",null,"-"]
["3D Smart Face","3D Smart Face","V30506",null,"-"]
[]
["General Specification"]
["RF platform"]
["Cineloop",null,null,null," 100second"]
["SSD for quick bootup",null,null,null,"-"]
["Memory size",null,null,null,"4G"]
["HDD",null,null,null,"128 G"]
["Monitor size",null,null,null,"-"]
["Integrated DVDRW ",null,null,null,"-"]
["B/W video printer slot",null,null,null,"-"]
["Patient database",null,null,null,"X"]
["Quick store",null,null,null,"-"]
["Network storage and printing","Network Printer",null,null,"-"]
["Auto trace in PW/CW",null,null,null,"X"]
["Vascular calculations",null,null,null,"X"]
["Cardiac calculations",null,null,null,"X"]
["OB calculations and tables",null,null,null,"-"]
["Gynecological calculations",null,null,null,"-"]
["Urological calculations",null,null,null,"-"]
["Renal calculations",null,null,null,"-"]
["Volume calculations",null,null,null,"-"]
["DICOM export and storage, printer, worklist","DICOM export and storage, printer, worklist","V30038",null,"O"]
["Probe port",null,"option",null,"-"]
[null,null,"standard",null,"-"]
["wireless for portable",null,"V30115",null,"-"]
["LAN",null,null,null,"-"]
["WLAN",null,null,null,"X"]
["Transfer image to FTP server","Transfer image to FTP server","V30087",null,"X"]
["RF data export","RF data export","V30088",null,"-"]
["vCloud interface","vCloud","V30173",null,"X"]
["VGuide","EzonoNgs","V30214",null,"-"]
[]
[]
["Ergonomics"]
["battery discharge time",null,null,null,"2.5 hour"]
["battery charge time(fast/normal)",null,null,null,"70% 45minuter/normal 1 hour"]
[]
["I/O and peripherals"]
["微软 Surface Pro 7二合一平板电脑",null,null,null,"-"]
["HP EliteBook X360",null,null,null,"-"]
["掌上裸机皮包    ",null,null,null,"-"]
["平板调节桌面支架",null,"V30507",null,"O"]
["旅行箱      ",null,null,null,"O"]
["双肩包      ",null,null,null,"O"]
["卡瓦消毒液     ",null,null,null,"O"]
["卡瓦消毒布      ",null,null,null,"O"]
["Q系列急救车平板支架",null,null,null,"O"]
["Q系列推车散装版",null,"V10320",9000545,"O"]
["P系列掌超裸机皮包",null,null,null,"X"]
[]
["Probes","Product-ProbeSpecification",null,"Δ：Optional（注册了但是不想卖）\n#：    Additional(未注册)\n-/tt:   Hidden(工程上或者市场不开放)\nO:     Standard(停售了)\nX:     Standard"]
["3C(腹部脏器、胎儿)","3C",null,null,"X"]
["7L（浅表及小器官）","7L",null,null,"X"]
["2P（心脏、颅脑）","2P",null,null,"X"]
[]
["Biopsy guide"]
["Biopsy guide 3C","可重复使用","V30398",3100278,"X"]
["Biopsy guide 7L","可重复使用","V30399",3100279,"X"]
["Biopsy guide 2P","可重复使用","V30400",3100280,"X"]

{"sheet":"HandHeld Oversea","index":14,"n_rows":170,"n_cols":37,"rows_kept":170,"cut":false,"hidden":false,"merged":[[132,0,133,0]]}
["Suitable software verison：","Release time：",null,null,"X  代表标配","- 代表不支持","Δ支持但隐藏","# 法规未注册","O 代表选配"]
[]
["红底：未注册机型/不发放",null,"ProductID",null,"Q3E","Q3","Q3S","Q5E","Q5","Q5S","Q7E","Q7","Q7S","Q3E+","Q3E+","Q3E+","Q3+","Q3+","Q3+","Q5E+","Q5E+","Q5E+","Q5+","Q5+","Q5+","P3E","P3","P5E","P5","P7E","P7","P3E","P3","P5E","P5","P7E","P7"]
["灰底：停售",null,null,null,"3C：V10228","3C:   V10229","3C:   V10230","3C:   V10231","3C:   V10232","3C:   V10233",null,null,null,"3C：　V10826","7L：V10818","2P:  V10822 ","3C: V10815  ","7L:  V10819 ","2P:V10823   ","3C: V10816  ","7L:V10820   ","2P:V10824   ","3C:   V10817","7L:  V10821","2P:V10825   ","3C:   V","3C:   V","3C:   V","3C:   V","3C:   V","3C:   V","3C:   V","3C:   V","3C:   V","3C:   V","3C:   V","3C:   V"]
[{"$nulls":4},"7L：V10237","7L： V10238","7L： V10239","7L：V10240","7L：V10241","7L：V10242",{"$nulls":15},"7L：V","7L：V","7L：V","7L：V","7L：V","7L：V","7L：V","7L：V","7L：V","7L：V","7L：V","7L：V"]
[{"$nulls":4},"2P:   V10246","2P:   V10247","2P:   V10248","2P:   V10249","2P:   V10250","2P:   V10251",{"$nulls":15},"2P:   V","2P:   V","2P:   V","2P:   V","2P:   V","2P:   V","2P:   V","2P:   V","2P:   V","2P:   V","2P:   V","2P:   V"]
[]
[null,null,"Memo",{"$nulls":28},"Brazil","Brazil","Brazil","Brazil","Brazil","Brazil"]
["Product ",null,"ProductDisplayName",null,"VINNO Q3E","VINNO Q3","VINNO Q3S","VINNO Q5E","VINNO Q5","VINNO Q5S","VINNO Q7E","VINNO Q7","VINNO Q7S","VINNO Q3E+","VINNO Q3E+","VINNO Q3E+","VINNO Q3+","VINNO Q3+","VINNO Q3+","VINNO Q5E+","VINNO Q5E+","VINNO Q5E+","VINNO Q5+","VINNO Q5+","VINNO Q5+","P3E","P3","P5E","P5","P7E","P7","P3E-BRA","P3-BRA","P5E-BRA","P5-BRA","P7E-BRA","P7-BRA"]
[" 2D Imaging Features","Product-OptionalFeatures "]
["Channel count",null,null,"物理通道","32X2","32X5","32X8","32X11","32X14","32X17","32X20","32X23","32X26","32X2","32X2","32X2","32X5","32X5","32X5","32X11","32X11","32X11","32X14","32X14","32X14",32,32,32,32,32,32,32,32,32,32,32,32]
["Frequency range",null,null,"主机频率响应","25Mhz","25Mhz","25Mhz","25Mhz","25Mhz","25Mhz","25Mhz","25Mhz","25Mhz","25Mhz","25Mhz","25Mhz","25Mhz","25Mhz","25Mhz","25Mhz","25Mhz","25Mhz","25Mhz","25Mhz","25Mhz","16Mhz","16Mhz","16Mhz","16Mhz","16Mhz","16Mhz","16Mhz","16Mhz","16Mhz","16Mhz","16Mhz","16Mhz"]
["VFusion","VFusion",null,"复合超声成像","X","X","X","X","X","X","X","X","X","X","X","-","X","X","-","X","X","-","X","X","-","X","X","X","X","X","X","X","X","X","X","X","X"]
["VSpeckle I ",null,"V30598","I型组织斑点噪声抑制 ","X","X","X","X","X","X","X","X","X","X","X","X","X","X","X","X","X","X","X","X","X","-","-","-","-","-","-","-","-","-","-","-","-"]
["VSpeckle","Vspeckle1New","V30209","组织斑点噪声抑制 ","X","X","X","X","X","X","X","X","X","X","X","X","X","X","X","X","X","X","X","X","X","X","X","X","X","X","X","X","X","X","X","X","X"]
["VTissue","VTissue","V30041","组织速度特征成像","Δ","Δ","Δ","Δ","Δ","Δ","Δ","Δ","Δ","Δ","Δ","Δ","Δ","Δ","Δ","Δ","Δ","Δ","-","-","-","-","-","-","-","-","-","-","-","-","-","-","-"]
["Auto optimization","Auto optimization",null,"自动优化","X","X","X","X","X","X","X","X","X","X","X","X","X","X","X","X","X","X","X","X","X","X","X","X","X","X","X","X","X","X","X","X","X"]
["Easy Compare","Easy Compare","V30063","记忆追踪对比技术","X","X","X","X","X","X","X","X","X","X","X","X","X","X","X","X","X","X","X","X","X","-","-","-","-","-","-","-","-","-","-","-","-"]
["Duplex/Triplex 2D/Color/PW","Duplex/Triplex 2D/Color/PW","V30081","二同步/三同步图像显示","-","-","-","-","-","-","-","-","-","-","-","-","-","-","-","-","-","O","-","-","-","-","-","-","-","-","-","-","-","-","-","-","-"]
["CWD","CWD","V30051","连续多普勒","-","-","-","-","-","-","-","-","-","-","-","-","-","-","-","-","-","-","-","-","-","-","-","-","-","-","-","-","-","-","-","-","-"]
["PWD","PW",null,"脉冲多普勒","X","X","X","X","X","X","X","X","X","X","X","X","X","X","X","X","X","X","X","X","X","X","X","X","X","X","X","X","X","X","X","X","X"]
["RF based Zoom","ReadZoom","V30590","实时局部放大","X","X","X","X","X","X","X","X","X","X","X","X","X","X","X","X","X","X","X","X","X","X","X","X","X","X","X","X","X","X","X","X","X"]
["FULL screen","FullScreen","V30310","全屏显示","O","O","X","O","X","O","X","O","X","O","O","O","O","O","O","O","O","O","X","X","X","X","X","X","X","X","X","X","X","X","X","X","X"]
["Smart Touch Zoom","Smart Touch Zoom","V30175","图像触摸屏缩放操作模式","X","X","X","X","X","X","X","X","X","X","X","X","X","X","X","X","X","X","X","X","X","X","X","X","X","X","X","X","X","X","X","X","X"]
["CFI function","CF",null,"彩色多普勒","X","X","X","X","X","X","X","X","X","X","X","X","X","X","X","X","X","X","X","X","X","X","X","X","X","X","X","X","X","X","X","X","X"]
["advanced CFI",null,"V30594","高灵敏度彩色多普勒","-","-","-","-","-","-","-","-","-","-","-","-","-","-","-","-","-","-","-","-","-","O","O","O","O","O","O","O","O","O","O","O","O"]
["PDI function","PDI",null,"能量多普勒","X","X","X","X","X","X","X","X","X","X","X","X","X","X","X","X","X","X","X","X","X","X","X","X","X","X","X","X","X","X","X","X","X"]
["B+CF simultaneously ","B+CF simultaneously","V30064","灰阶与彩色双幅显示","X","X","X","X","X","X","X","X","X","X","X","X","X","X","X","X","X","X","X","X","X","-","-","-","-","-","-","-","-","-","-","-","-"]
["CF Velocity Profile","CF Velocity Profile","V30179","血流速度分布图","X","X","X","X","X","X","X","X","X","X","X","X","X","X","X","X","X","X","X","X","X","-","-","-","-","-","-","-","-","-","-","-","-"]
["TView ","TView","V30052","梯形成像","O","O","O","O","O","X","O","X","X","-","-","O","O","O","O","O","O","O","X","X","X","X","X","X","X","X","X","X","X","X","X","X","X"]
["Pview","PView","V30031","宽景成像","O","O","O","O","O","X","O","X","X","O","O","O","O","O","O","O","O","O","-","-","-","-","-","-","-","-","-","-","-","-","-","-","-"]
["MAM (multi angle M mode, not available in Germany, France, Italy, Norway, USA, Japan)","Multi Angle M-mode with 360 degree rotation","V30021","全方位M型","-","O","-","-","O","-","-","O","-","-","-","-","-","-","-","-","-","-","X","X","X","-","X","X","X","-","X","-","X","X","X","-","X"]
["Curve M Mode",null,"V30596","曲线解剖M型","-","-","-","-","-","-","-","-","-","-","-","-","-","-","-","-","-","-","-","-","-","-","-","-","-","-","-","-","-","-","-","-","-"]
["Color M mode (not available in USA, Canada, Australian, Europe, Japan)","Color M-mode","V30061","彩色M型","-","O","-","-","O","-","-","O","-","-","-","-","-","-","O","-","-","-","X","X","X","-","X","-","X","-","X","-","X","-","X","-","X"]
["Tissue Doppler (TD)","TD","V30065","组织多普勒","Δ","Δ","Δ","Δ","Δ","Δ","Δ","Δ","Δ","Δ","Δ","Δ","Δ","Δ","Δ","Δ","Δ","Δ","-","-","-","-","-","-","-","-","-","-","-","-","-","-","-"]
["Tissue Velocity Imaging (TVI)","TVI","V30036","组织速度成像","Δ","Δ","Δ","Δ","Δ","Δ","Δ","Δ","Δ","Δ","Δ","Δ","Δ","Δ","Δ","Δ","Δ","Δ","-","-","-","-","-","-","-","-","-","-","-","-","-","-","-"]
["Tissue Velocity M-mode (TVM）","Tissue Velocity M-mode (TVM)","V30039","组织速度M型","Δ","Δ","Δ","Δ","Δ","Δ","Δ","Δ","Δ","Δ","Δ","Δ","Δ","Δ","Δ","Δ","Δ","Δ","-","-","-","-","-","-","-","-","-","-","-","-","-","-","-"]
["Tissue Power Imaging (TPI)","Tissue Power Imaging(TPI)","V30170","组织多普勒能量图","Δ","Δ","Δ","Δ","Δ","Δ","Δ","Δ","Δ","Δ","Δ","Δ","Δ","Δ","Δ","Δ","Δ","Δ","-","-","-","-","-","-","-","-","-","-","-","-","-","-","-"]
["Auto IMT","Auto IMT","V30033","颈动脉内中膜自动测量","O","O","O","O","O","O","O","O","O","O","O","O","O","O","O","O","O","O","-","-","-","-","-","-","-","-","-","-","-","-","-","-","-"]
["Auto EF","Auto EF","V30149","左心室射血分数自动测量包","O","O","O","O","O","O","O","O","O","O","O","O","O","O","O","O","O","O","-","-","-","-","-","-","-","-","-","-","-","-","-","-","-"]
["Auto OB","Auto OB","V30171","产科自动测量","X","X","X","X","X","X","X","X","X","X","X","X","X","X","X","X","X","X","-","-","-","-","-","-","-","-","-","-","-","-","-","-","-"]
["Auto Bladder","Auto Bladder","V30172","膀胱自动测量","X","X","X","X","X","X","X","X","X","X","X","X","X","X","X","X","X","X","-","-","-","-","-","-","-","-","-","-","-","-","-","-","-"]
["Tissue/pulse inversion harmonic","Har",null,"组织/反相脉冲谐波成像","X","X","X","X","X","X","X","X","X","X","X","X","X","X","X","X","X","X","X","X","X","-","-","-","-","-","-","-","-","-","-","-","-"]
["Elastic imaging","Elastic imaging","V30053","弹性成像","-","-","-","-","-","-","-","-","-","-","-","-","-","-","-","-","-","-","-","-","-","-","-","-","-","-","-","-","-","-","-","-","-"]
["Contrast imaging","Contrast imaging","V30054","CBI微泡造影成像(包含PPI造影分析)","-","-","-","-","-","-","-","-","-","-","-","-","-","-","-","-","-","-","-","-","-","-","-","-","-","-","-","-","-","-","-","-","-"]
["VFlash","VFlash","V30176","声动力成像","-","-","-","-","-","-","-","-","-","-","-","-","-","-","-","-","-","-","-","-","-","X","X","X","X","X","X","X","X","X","X","X","X"]
["B/Color steer ( only foy probe 7L)",null,"V30595","灰阶与彩色独立偏转","-","-","-","-","-","-","-","-","-","-","X","-","-","X","-","-","X","-","-","X","-","-","-","-","-","-","-","-","-","-","-","-","-"]
["Needle enhancement","Needle enhancement","V30080","穿刺增强","X","X","X","X","X","X","X","X","X","-","X","-","-","X","-","-","X","-","-","X","-","X","X","X","X","X","X","X","X","X","X","X","X"]
["Support Mobile data transmission via Bluetooth and E-Mail","Support Mobile data transmission via Bluetooth and E-Mail","V30082","移动图像传输方案","X","X","X","X","X","X","X","X","X","X","X","X","X","X","X","X","X","X","X","X","X","X","X","X","X","X","X","X","X","X","X","X","X"]
["SGC (Scanline gain compensation) ","Scanline Gain Compensation","V30107","扫描增益补偿","O","O","O","X","X","O","X","X","X","O","O","O","O","O","O","X","X","X","X","X","X","-","-","-","-","-","-","-","-","-","-","-","-"]
["Tutorials","Tutorial","V30195","超声教学功能","X","X","X","X","X","X","X","X","X","X","X","X","X","X","X","X","X","X","X","X","X","X","X","X","X","X","X","X","X","X","X","X","X"]
["Maximum linear probe depth display (X6Δ16L)",null,null,null,"-","-","-","-","-","-","-","-","-","-","-","-","-","-","-","-","-","-","-","-","-","-","-","-","-","-","-","-","-","-","-","-","-"]
["PWV","Pulse Wave Velocity(PWV)","V30210","脉搏波定量分析","-","-","-","-","-","-","-","-","-","Δ","Δ","Δ","Δ","Δ","Δ","Δ","Δ","Δ","-","-","-","-","-","-","-","-","-","-","-","-","-","-","-"]
["AMAS( Automatic measurement of Arterial stiffness )",null,"V30354","整体动脉僵硬度自动测量系统","-","-","-","-","-","-","-","-","-","-","-","-","-","-","-","-","-","-","-","-","-","-","-","-","-","-","-","-","-","-","-","-","-"]
["Stress Echo","Stress Echo","V30211","负荷成像","-","-","-","-","-","-","-","-","-","Δ","Δ","Δ","Δ","Δ","Δ","Δ","Δ","Δ","-","-","-","-","-","-","-","-","-","-","-","-","-","-","-"]
["2D auto follicle","Auto Follicle","V30212","二维卵泡自动测量","O","O","O","O","O","O","O","O","O","O","O","O","O","O","O","O","O","O","-","-","-","-","-","-","-","-","-","-","-","-","-","-","-"]
["HSG","C3DC4D(HSG)","V30215","输卵管造影","-","-","-","-","-","-","-","-","-","-","-","-","-","-","-","-","-","-","-","-","-","-","-","-","-","-","-","-","-","-","-","-","-"]
["VINNO Cardiac Quantification","vCQ","V30291","辅助诊疗功能","O","O","O","O","O","O","O","O","O","O","O","O","O","O","O","O","O","O","-","-","-","-","-","-","-","-","-","-","-","-","-","-","-"]
["Zone Imaging","ZoneImage","V30303","全御相关成像","-","-","-","-","-","-","-","-","-","-","-","-","-","-","-","-","-","-","-","-","-","-","-","-","-","-","-","-","-","-","-","-","-"]
[" VFlow","HQFlow","V30355",null,"-","-","-","-","-","-","-","-","-","-","-","-","-","-","-","-","-","-","-","-","-","-","-","-","-","-","-","-","-","-","-","-","-"]
["Strain Imaging","Strain Rate","V30356",null,"-","-","-","-","-","-","-","-","-","-","-","-","-","-","-","-","-","-","-","-","-","-","-","-","-","-","-","-","-","-","-","-","-"]
["VAid (Real-time Auto Breast Lesion Detection)","AI","V30357",null,"-","-","-","-","-","-","-","-","-","-","-","-","-","-","-","-","-","-","-","-","-","-","-","-","-","-","-","-","-","-","-","-","-"]
["Emergency","Emergency Package","V30463","急诊","X","X","X","X","X","X","X","X","X","X","X","X","X","X","X","X","X","X","X","X","X","-","-","-","-","-","-","-","-","-","-","-","-"]
["Nephrology","Nephrology Package","V30464","肾内（血管通路）","-","-","-","-","-","-","-","-","-","-","-","-","-","-","-","-","-","-","-","-","-","-","-","-","-","-","-","-","-","-","-","-","-"]
["ICU","ICU Package","V30465","重症","-","-","-","-","-","-","-","-","-","-","-","-","-","-","-","-","-","-","-","-","-","-","-","-","-","-","-","-","-","-","-","-","-"]
["Anesthesia","Anesthesia Package","V30419","神经麻醉包","-","-","-","-","-","-","-","-","-","-","-","-","-","-","-","-","-","-","-","-","-","-","-","-","-","-","-","-","-","-","-","-","-"]
["MSK","MSKPackage","V30361","肌骨","-","-","-","-","-","-","-","-","-","-","-","-","-","-","-","-","-","-","-","-","-","-","-","-","-","-","-","-","-","-","-","-","-"]
["VReport","VReport","V30363",null,"O","O","O","O","O","O","O","O","O","O","O","O","O","O","O","O","O","O","X","X","X","-","-","-","-","-","-","-","-","-","-","-","-"]
["VSPORT","SPORTPackage","V30386",null,"-","-","-","-","-","-","-","-","-","-","-","-","-","-","-","-","-","-","-","-","-","-","-","-","-","-","-","-","-","-","-","-","-"]
["Remote Examination","Remote Examination","V30420","远程考核","X","X","X","X","X","X","X","X","X","X","X","X","X","X","X","X","X","X","X","X","X","-","-","-","-","-","-","-","-","-","-","-","-"]
["Shear Wave Imaging(VShear)","SWEI","V30494","剪切波弹性成像(VShear)","-","-","-","-","-","-","-","-","-","-","-","-","-","-","-","-","-","-","-","-","-","-","-","-","-","-","-","-","-","-","-","-","-"]
[" VLuminous Flow","RadiantFlow","V30495","立体血流","-","-","-","-","-","-","-","-","-","-","-","-","-","-","-","-","-","-","-","-","-","-","-","-","-","-","-","-","-","-","-","-","-"]
["Live IMT","AutoImtInScan","V30496","实时IMT","-","-","-","-","-","-","-","-","-","-","-","-","-","-","-","-","-","-","-","-","-","-","-","-","-","-","-","-","-","-","-","-","-"]
["VAim for OB","OB AIMeasure","V30497","VAim:产科自动测量","-","-","-","-","-","-","-","-","-","-","-","-","-","-","-","-","-","-","-","-","-","-","-","-","-","-","-","-","-","-","-","-","-"]
["VAim for HIP","DDH AIMeasure","V30498","VAim:小儿髋关节自动测量","-","-","-","-","-","-","-","-","-","-","-","-","-","-","-","-","-","-","-","-","-","-","-","-","-","-","-","-","-","-","-","-","-"]
["VAim for Follicle","Follicle AIMeasure","V30499","VAim:卵泡自动测量","-","-","-","-","-","-","-","-","-","-","-","-","-","-","-","-","-","-","-","-","-","-","-","-","-","-","-","-","-","-","-","-","-"]
["VAim for Pelvic","VAS AIMeasure","V30500","VAim:盆底脱垂自动测量","-","-","-","-","-","-","-","-","-","-","-","-","-","-","-","-","-","-","-","-","-","-","-","-","-","-","-","-","-","-","-","-","-"]
["VAim for LEVA(3D)","LEVA AIMeasure","V30501","VAim:3D盆底肛提肌裂孔自动测量","-","-","-","-","-","-","-","-","-","-","-","-","-","-","-","-","-","-","-","-","-","-","-","-","-","-","-","-","-","-","-","-","-"]
["Customized Auto Workflow(VWork)","Auto Works","V30502","自定义工作流(VWork)","-","-","-","-","-","-","-","-","-","-","-","-","-","-","-","-","-","-","-","-","-","-","-","-","-","-","-","-","-","-","-","-","-"]
["Auto Flow Volume","Auto Flow Volume","V30531","血流量自动测量","Δ","Δ","Δ","Δ","Δ","Δ","Δ","Δ","Δ","-","-","-","-","-","-","-","-","-","-","-","-","Δ","Δ","Δ","Δ","Δ","Δ","Δ","Δ","Δ","Δ","Δ","Δ"]
["lung ai","LungAI","V30559","智能肺超","-","-","-","-","-","-","-","-","-","-","-","-","-","-","-","-","-","-","-","-","-","-","-","-","-","-","-","-","-","-","-","-","-"]
["DICOM export and storage, printer, worklist","DICOM export and storage, printer, worklist","V30038","DICOM接口（导出与存储,打印,列表）","O","O","O","O","O","O","O","O","O","O","O","O","O","O","O","O","O","O","X","X","X","X","X","X","X","X","X","X","X","X","X","X","X"]
["Transfer image to FTP server","Transfer image to FTP server","V30087","传输影像至FTP服务器","X","X","X","X","X","X","X","X","X","X","X","X","X","X","X","X","X","X","X","X","X","X","X","X","X","X","X","X","X","X","X","X","X"]
["RF data export","RF data export","V30088","RF元数据导出","Δ","Δ","Δ","Δ","Δ","Δ","Δ","Δ","Δ","Δ","Δ","Δ","Δ","Δ","Δ","Δ","Δ","Δ","-","-","-","-","-","-","-","-","-","-","-","-","-","-","-"]
["vCloud interface","vCloud","V30173","远程传输接口","X","X","X","X","X","X","X","X","X","X","X","X","X","X","X","X","X","X","X","X","X","X","X","X","X","X","X","X","X","X","X","X","X"]
[]
["3D/4D Imaging Features"]
["3D imaging","3D imaging","V30135",null,"-","-","-","-","-","-","-","-","-","-","-","-","-","-","-","-","-","-","-","-","-","-","-","-","-","-","-","-","-","-","-","-","-"]
["Real-time grayscale 4D","Real-time grayscale 4D","V30066",null,"-","-","-","-","-","-","-","-","-","-","-","-","-","-","-","-","-","-","-","-","-","-","-","-","-","-","-","-","-","-","-","-","-"]
["4D Volume/sec (65 angle)",null,null,null,"-","-","-","-","-","-","-","-","-","-","-","-","-","-","-","-","-","-","-","-","-","-","-","-","-","-","-","-","-","-","-","-","-"]
["Tomographic display (Mcut)","Tomographic display (Mcut)","V30067",null,"-","-","-","-","-","-","-","-","-","-","-","-","-","-","-","-","-","-","-","-","-","-","-","-","-","-","-","-","-","-","-","-","-"]
["Rendering algorithms",null,null,null,"-","-","-","-","-","-","-","-","-","-","-","-","-","-","-","-","-","-","-","-","-","-","-","-","-","-","-","-","-","-","-","-","-"]
["- maximum, minimum, XΔRay",null,null,null,"-","-","-","-","-","-","-","-","-","-","-","-","-","-","-","-","-","-","-","-","-","-","-","-","-","-","-","-","-","-","-","-","-"]
["- surface, smooth",null,null,null,"-","-","-","-","-","-","-","-","-","-","-","-","-","-","-","-","-","-","-","-","-","-","-","-","-","-","-","-","-","-","-","-","-"]
["Parameter adjustable after freeze",null,null,null,"-","-","-","-","-","-","-","-","-","-","-","-","-","-","-","-","-","-","-","-","-","-","-","-","-","-","-","-","-","-","-","-","-"]
["HQ (High Quality) 3D/4D","HQ3D&HQ4D","V30035",null,"-","-","-","-","-","-","-","-","-","-","-","-","-","-","-","-","-","-","-","-","-","-","-","-","-","-","-","-","-","-","-","-","-"]
["Spatio Temporal Image Correlation (STIC)",null,"V30037",null,"-","-","-","-","-","-","-","-","-","-","-","-","-","-","-","-","-","-","-","-","-","-","-","-","-","-","-","-","-","-","-","-","-"]
["Auto NT","Auto NT","V30040",null,"-","-","-","-","-","-","-","-","-","-","-","-","-","-","-","-","-","-","-","-","-","-","-","-","-","-","-","-","-","-","-","-","-"]
["Auto IT measure","Auto IT","V30503",null,"-","-","-","-","-","-","-","-","-","-","-","-","-","-","-","-","-","-","-","-","-","-","-","-","-","-","-","-","-","-","-","-","-"]
["Inversion mode","Inversion mode","V30057",null,"-","-","-","-","-","-","-","-","-","-","-","-","-","-","-","-","-","-","-","-","-","-","-","-","-","-","-","-","-","-","-","-","-"]
["Magic cut","Magic cut","V30058",null,"-","-","-","-","-","-","-","-","-","-","-","-","-","-","-","-","-","-","-","-","-","-","-","-","-","-","-","-","-","-","-","-","-"]
["Smart touch panel 3D/4D operation","Smart touch panel 3D/4D operation","V30059",null,"-","-","-","-","-","-","-","-","-","-","-","-","-","-","-","-","-","-","-","-","-","-","-","-","-","-","-","-","-","-","-","-","-"]
["Free view","Free view","V30060",null,"-","-","-","-","-","-","-","-","-","-","-","-","-","-","-","-","-","-","-","-","-","-","-","-","-","-","-","-","-","-","-","-","-"]
["Smart 3D Volume Calculation","Smart 3D Volume Calculation","V30177",null,"-","-","-","-","-","-","-","-","-","-","-","-","-","-","-","-","-","-","-","-","-","-","-","-","-","-","-","-","-","-","-","-","-"]
["Free 3D","Free 3D","V30178",null,"-","-","-","-","-","-","-","-","-","-","-","-","-","-","-","-","-","-","-","-","-","-","-","-","-","-","-","-","-","-","-","-","-"]
["3D auto follicle","Follicle 3D","V30213",null,"-","-","-","-","-","-","-","-","-","-","-","-","-","-","-","-","-","-","-","-","-","-","-","-","-","-","-","-","-","-","-","-","-"]
["4D HQ Silhouette mode","HQSilhouette","V30358",null,"-","-","-","-","-","-","-","-","-","-","-","-","-","-","-","-","-","-","-","-","-","-","-","-","-","-","-","-","-","-","-","-","-"]
["Export 3D data for 3D printer","Export 3D data for 3D printer","V30504",null,"-","-","-","-","-","-","-","-","-","-","-","-","-","-","-","-","-","-","-","-","-","-","-","-","-","-","-","-","-","-","-","-","-"]
["Auto Levator Ani","Auto Levator Hiatus","V30505",null,"-","-","-","-","-","-","-","-","-","-","-","-","-","-","-","-","-","-","-","-","-","-","-","-","-","-","-","-","-","-","-","-","-"]
["3D Smart Face","3D Smart Face","V30506",null,"-","-","-","-","-","-","-","-","-","-","-","-","-","-","-","-","-","-","-","-","-","-","-","-","-","-","-","-","-","-","-","-","-"]
["Niche View\n","Niche 3D\n","V30439","壁龛成像","-","-","-","-","-","-","-","-","-","-","-","-","-","-","-","-","-","-","-","-","-","-","-","-","-","-","-","-","-","-","-","-","-"]
[]
["General Specification"]
["RF platform",null,null,null,"X","X","X","X","X","X","X","X","X","-","-","-","-","-","-","-","-","-","-","-","-","-","-","-","-","-","-","-","-","-","-","-","-"]
["Cineloop",null,null,null," 1000 second"," 1000 second"," 1000 second"," 1000 second"," 1000 second"," 1000 second"," 1000 second"," 1000 second"," 1000 second"," 1000 second"," 1000 second"," 1000 second"," 1000 second"," 1000 second"," 1000 second"," 1000 second"," 1000 second"," 1000 second"," 1000 second"," 1000 second"," 1000 second"," 100 second"," 100second"," 100 second"," 100second"," 100 second"," 100second"," 100 second"," 100second"," 100 second"," 100second"," 100 second"," 100second"]
["SSD for quick bootup",null,null,null,"-","-","-","-","-","-","-","-","-","-","-","-","-","-","-","-","-","-","-","-","-","-","-","-","-","-","-","-","-","-","-","-","-"]
["Memory size",null,null,null,"4G","4G","4G","4G","4G","4G","4G","4G","4G","4G","4G","4G","4G","4G","4G","4G","4G","4G","4G","4G","4G","4G","4G","4G","4G","4G","4G","4G","4G","4G","4G","4G","4G"]
["HDD",null,null,null,"-","-","-","-","-","-","-","-","-","-","-","-","-","-","-","-","-","-","-","-","-","-","-","-","-","-","-","-","-","-","-","-","-"]
["Monitor size",null,null,null,"12“","12“","12“","12“","12“","12“","12“","12“","12“","-","-","-","-","-","-","12\"","12\"","12\"","12\"","12\"","12\"",{"$nulls":6},"-","-","-","-","-","-"]
["Integrated DVDRW ",null,null,null,"-","-","-","-","-","-","-","-","-","-","-","-","-","-","-","-","-","-","-","-","-","-","-","-","-","-","-","-","-","-","-","-","-"]
["B/W video printer slot",null,null,null,"-","-","-","-","-","-","-","-","-","-","-","-","-","-","-","-","-","-","-","-","-","-","-","-","-","-","-","-","-","-","-","-","-"]
["Patient database",null,null,null,"X","X","X","X","X","X","X","X","X","X","X","X","X","X","X","X","X","X","X","X","X","X","X","X","X","X","X","X","X","X","X","X","X"]
["Quick store",null,null,null,"X","X","X","X","X","X","X","X","X","X","X","X","X","X","X","X","X","X","X","X","X","-","-","-","-","-","-","-","-","-","-","-","-"]
["Network storage and printing","Network Printer",null,null,"X","X","X","X","X","X","X","X","X","X","X","X","X","X","X","X","X","X","X","X","X","-","-","-","-","-","-","-","-","-","-","-","-"]
["Auto trace in PW/CW",null,null,null,"X","X","X","X","X","X","X","X","X","X","X","X","X","X","X","X","X","X","X","X","X","X","X","X","X","X","X","X","X","X","X","X","X"]
["Vascular calculations",null,null,null,"X","X","X","X","X","X","X","X","X","X","X","X","X","X","X","X","X","X","X","X","X","X","X","X","X","X","X","X","X","X","X","X","X"]
["Cardiac calculations",null,null,null,"X","X","X","X","X","X","X","X","X","X","X","X","X","X","X","X","X","X","X","X","X","X","X","X","X","X","X","X","X","X","X","X","X"]
["OB calculations and tables",null,null,null,"X","X","X","X","X","X","X","X","X","X","X","X","X","X","X","X","X","X","X","X","X","-","-","-","-","-","-","-","-","-","-","-","-"]
["Gynecological calculations",null,null,null,"X","X","X","X","X","X","X","X","X","X","X","X","X","X","X","X","X","X","X","X","X","-","-","-","-","-","-","-","-","-","-","-","-"]
["Urological calculations",null,null,null,"X","X","X","X","X","X","X","X","X","X","X","X","X","X","X","X","X","X","X","X","X","-","-","-","-","-","-","-","-","-","-","-","-"]
["Renal calculations",null,null,null,"X","X","X","X","X","X","X","X","X","X","X","X","X","X","X","X","X","X","X","X","X","-","-","-","-","-","-","-","-","-","-","-","-"]
["Volume calculations",null,null,null,"X","X","X","X","X","X","X","X","X","X","X","X","X","X","X","X","X","X","X","X","X","-","-","-","-","-","-","-","-","-","-","-","-"]
["Probe port",null,"option",null,"-","-","-","-","-","-","-","-","-","-","-","-","-","-","-","-","-","-","-","-","-","-","-","-","-","-","-","-","-","-","-","-","-"]
[null,null,"standard",null,"-","-","-","-","-","-","-","-","-","-","-","-","-","-","-","-","-","-","-","-","-","-","-","-","-","-","-","-","-","-","-","-","-"]
["wireless for portable",null,"V30115",null,"-","-","-","-","-","-","-","-","-","-","-","-","-","-","-","-","-","-","-","-","-","-","-","-","-","-","-","-","-","-","-","-","-"]
["LAN",null,null,null,"-","-","-","-","-","-","-","-","-","-","-","-","-","-","-","-","-","-","-","-","-","-","-","-","-","-","-","-","-","-","-","-","-"]
["WLAN",null,null,null,"X","X","X","X","X","X","X","X","X","X","X","X","X","X","X","X","X","X","X","X","X","X","X","X","X","X","X","X","X","X","X","X","X"]
["VGuide","EzonoNgs","V30214",null,"-","-","-","-","-","-","-","-","-","-","-","-","-","-","-","-","-","-","-","-","-","-","-","-","-","-","-","-","-","-","-","-","-"]
[]
[]
["Ergonomics"]
["battery discharge time",null,null,null,"1 hour","1 hour","1 hour","1 hour","1 hour","1 hour","1 hour","1 hour","1 hour","1 hour","1 hour","1 hour","1 hour","1 hour","1 hour","1 hour","1 hour","1 hour","1 hour","1 hour","1 hour","2.5hour","2.5 hour","2.5hour","2.5 hour","2.5hour","2.5 hour","2.5hour","2.5 hour","2.5hour","2.5 hour","2.5hour","2.5 hour"]
["battery charge time(fast/normal)",null,null,null,"1 hour","1 hour","1 hour","1 hour","1 hour","1 hour","1 hour","1 hour","1 hour","1 hour","1 hour","1 hour","1 hour","1 hour","1 hour","1 hour","1 hour","1 hour","1 hour","1 hour","1 hour","70% 45minuter/normal 1 hour","70% 45minuter/normal 1 hour","70% 45minuter/normal 1 hour","70% 45minuter/normal 1 hour","70% 45minuter/normal 1 hour","70% 45minuter/normal 1 hour","70% 45minuter/normal 1 hour","70% 45minuter/normal 1 hour","70% 45minuter/normal 1 hour","70% 45minuter/normal 1 hour","70% 45minuter/normal 1 hour","70% 45minuter/normal 1 hour"]
[]
["I/O and peripherals"]
["微软 Surface Pro 7二合一平板电脑",null,null,null,"O","O","O","O","O","O","O","O","O","-","-","-","-","-","-","-","-","-","-","-","-","-","-","-","-","-","-","-","-","-","-","-","-"]
["HP EliteBook X360",null,null,null,"O","O","O","O","O","O","O","O","O","-","-","-","-","-","-","-","-","-","-","-","-","-","-","-","-","-","-","-","-","-","-","-","-"]
["掌上裸机皮包    ",null,null,null,"X","X","X","X","X","X","X","X","X","X","X","X","X","X","X","X","X","X","X","X","X","-","-","-","-","-","-","-","-","-","-","-","-"]
["平板调节桌面支架",null,"V30507",null,"O","O","O","O","O","O","O","O","O","O","O","O","O","O","O","O","O","O","O","O","O","O","O","O","O","O","O","O","O","O","O","O","O"]
["旅行箱      ",null,null,null,"O","O","O","O","O","O","O","O","O","O","O","O","O","O","O","O","O","O","O","O","O","O","O","O","O","O","O","O","O","O","O","O","O"]
["双肩包      ",null,null,null,"O","O","O","O","O","O","O","O","O","O","O","O","O","O","O","O","O","O","O","O","O","O","O","O","O","O","O","O","O","O","O","O","O"]
["卡瓦消毒液     ",null,null,null,"O","O","O","O","O","O","O","O","O","O","O","O","O","O","O","O","O","O","O","O","O","O","O","O","O","O","O","O","O","O","O","O","O"]
["卡瓦消毒布      ",null,null,null,"O","O","O","O","O","O","O","O","O","O","O","O","O","O","O","O","O","O","O","O","O","O","O","O","O","O","O","O","O","O","O","O","O"]
["Q系列急救车平板支架",null,null,null,"O","O","O","O","O","O","O","O","O","O","O","O","O","O","O","O","O","O","O","O","O","O","O","O","O","O","O","O","O","O","O","O","O"]
["Q系列推车散装版",null,"V10320",null,"O","O","O","O","O","O","O","O","O","O","O","O","O","O","O","O","O","O","O","O","O","O","O","O","O","O","O","O","O","O","O","O","O"]
["P系列掌超裸机皮包",null,null,null,"-","-","-","-","-","-","-","-","-","O","O","O","O","O","O","O","O","O","O","O","O","X","X","X","X","X","X","X","X","X","X","X","X"]
[{"$nulls":13},"-","-","-","-","-","-","-","-","-","-","-","-"]
["Probes","Product-ProbeSpecification 'Δ：Optional（注册了但是不想卖）\n#：    Additional(未注册)\n-/tt:   Hidden(工程上或者市场不开放)\nO:     Standard(停售了)\nX:     Standard"]
["3C(腹部脏器、胎儿)","3C",null,null,"X","X","X","X","X","X","X","X","X","X","-","-","X","-","-","X","-","-","X","-","-","X","X","X","X","X","X","X","X","X","X","X","X"]
["7L（浅表及小器官）","7L",null,null,"X","X","X","X","X","X","X","X","X","-","X","-","-","X","-","-","X","-","-","X","-","X","X","X","X","X","X","X","X","X","X","X","X"]
["2P（心脏、颅脑）","2P",null,null,"X","X","X","X","X","X","X","X","X","-","-","X","-","-","X","-","-","X","-","-","X","X","X","X","X","X","X","X","X","X","X","X","X"]
[]
["Biopsy guide"]
["穿刺架 3C--平面内","可重复使用","V30398",3100278,"X","X","X","X","X","X","X","X","X","-","-","-","-","-","-","-","-","-","-","-","-","-","-","-","-","-","-","-","-","-","-","-","-"]
["穿刺架7L--平面内","可重复使用","V30399",3100279,"X","X","X","X","X","X","X","X","X","-","-","-","-","-","-","-","-","-","-","-","-","-","-","-","-","-","-","-","-","-","-","-","-"]
["穿刺架2P--平面内","可重复使用","V30400",3100280,"X","X","X","X","X","X","X","X","X","-","-","-","-","-","-","-","-","-","-","-","-","-","-","-","-","-","-","-","-","-","-","-","-"]
["平面外穿刺架组件7L","可重复使用","V30532",1000983,"X","X","X","X","X","X","X","X","X","-","-","-","-","-","-","-","-","-","-","-","-","-","-","-","-","-","-","-","-","-","-","-","-"]
["穿刺架W3C（Q+系列）","可重复使用","V30634",3100443,"-","-","-","-","-","-","-","-","-","X","-","-","X","-","-","X","-","-","X","-","-","X","X","X","X","X","X","X","X","X","X","X","X"]
["穿刺架W7L （Q+系列）","可重复使用","V30635 ",3100444,"-","-","-","-","-","-","-","-","-","-","X","-","-","X","-","-","X","-","-","X","-","X","X","X","X","X","X","X","X","X","X","X","X"]
["平面外穿刺架W7L（Q+系列） ","可重复使用","V30636 ",3100445,"-","-","-","-","-","-","-","-","-","-","X","-","-","X","-","-","X","-","-","X","-","X","X","X","X","X","X","X","X","X","X","X","X"]

{"sheet":"HandHeld China","index":15,"n_rows":171,"n_cols":32,"rows_kept":171,"cut":false,"hidden":false,"merged":[[132,0,133,0],[132,1,133,1],[132,2,133,2]]}
["Suitable software verison： ","Release time： ",null,null,"X  代表标配","- 代表不支持","Δ支持但隐藏","# 法规未注册","O 代表选配"]
[]
["红底：未注册机型/不发放",null,"ProductID",null,"Q3E","Q3","Q3S","Q5E","Q5","Q5S","Q7E","Q7","Q7S","Q3E+","Q3E+","Q3E+","Q3+","Q3+","Q3+","Q5E+","Q5E+","Q5E+","Q5+","Q5+","Q5+","P3E","P3","P5E","P5","P7E","P7"]
["灰底：停售",null,null,null,"3C：V10129","3C:   V10130","3C:   V10131","3C:   V10132","3C:   V10133","3C:   V10134","3C:   V10135","3C:   V10136","3C:   V10137","3C：V10814","7L：V10806 ","2P:  V10810 ","3C:   V10803","7L: V10807  ","2P:V10811   ","3C:   V10804","7L:   V10808","2P:   V10812","3C:   V10805","7L: V10809  ","2P:V10813   ","3C:   V","3C:   V","3C:   V","3C:   V","3C:   V","3C:   V"]
[{"$nulls":4},"7L： V10138","7L： V10139","7L： V10140","7L：V10141","7L：V10142","7L：V10143","7L：V10144","7L：V10145","7L：V10146",{"$nulls":12},"7L：V","7L：V","7L：V","7L：V","7L：V","7L：V"]
[{"$nulls":4},"2P:   V10147","2P:   V10148","2P:   V10149","2P:   V10150","2P:   V10151","2P:   V10152","2P:   V10153","2P:   V10154","2P:   V10155",{"$nulls":12},"2P:   V","2P:   V","2P:   V","2P:   V","2P:   V","2P:   V"]
[]
[null,null,"Memo"]
["Product ",null,"ProductDisplayName",null,"VINNO Q3E","VINNO Q3","VINNO Q3S","VINNO Q5E","VINNO Q5","VINNO Q5S","VINNO Q7E","VINNO Q7","VINNO Q7S","VINNO Q3E+","VINNO Q3E+","VINNO Q3E+","VINNO Q3+","VINNO Q3+","VINNO Q3+","VINNO Q5E+","VINNO Q5E+","VINNO Q5E+","VINNO Q5+","VINNO Q5+","VINNO Q5+","VINNO P3E","VINNO P3","VINNO P5E","VINNO P5","VINNO P7E","VINNO P7"]
[" 2D Imaging Features","Product-OptionalFeatures "]
["Channel count",null,null,"物理通道","32X2","32X2","32X2","32X2","32X2","32X2","32X2","32X2","32X2","32X2","32X2","32X2","32X5","32X5","32X5","32X11","32X11","32X11","32X14","32X14","32X14",32,32,32,32,32,32]
["Frequency range",null,null,"主机频率响应","25Mhz","25Mhz","25Mhz","25Mhz","25Mhz","25Mhz","25Mhz","25Mhz","25Mhz","25Mhz","25Mhz","25Mhz","25Mhz","25Mhz","25Mhz","25Mhz","25Mhz","25Mhz","25Mhz","25Mhz","25Mhz","16Mhz","16Mhz","16Mhz","16Mhz","16Mhz","16Mhz"]
["VFusion ( only foy probe 3c&7L)","VFusion",null,"复合超声成像","X","X","X","X","X","X","X","X","X","X","X","-","X","X","-","X","X","-","X","X","-","X","X","X","X","X","X"]
["VSpeckle I ",null,"V30598","I型组织斑点噪声抑制 ","X","X","X","X","X","X","X","X","X","X","X","X","X","X","X","X","X","X","X","X","X","-","-","-","-","-","-"]
["VSpeckle","Vspeckle1New","V30209","组织斑点噪声抑制 ","X","X","X","X","X","X","X","X","X","X","X","X","X","X","X","X","X","X","X","X","X","X","X","X","X","X","X"]
["VTissue","VTissue","V30041","组织速度特征成像","Δ","Δ","Δ","Δ","Δ","Δ","Δ","Δ","Δ","Δ","Δ","Δ","Δ","Δ","Δ","Δ","Δ","Δ","-","-","-","-","-","-","-","-","-"]
["Auto optimization","Auto optimization",null,"自动优化","X","X","X","X","X","X","X","X","X","X","X","X","X","X","X","X","X","X","X","X","X","X","X","X","X","X","X"]
["Easy Compare","Easy Compare","V30063","记忆追踪对比技术","X","X","X","X","X","X","X","X","X","X","X","X","X","X","X","X","X","X","X","X","X","-","-","-","-","-","-"]
["Duplex/Triplex 2D/Color/PW","Duplex/Triplex 2D/Color/PW","V30081","二同步/三同步图像显示","-","-","-","-","-","-","-","-","-","-","-","-","-","-","-","-","-","O","-","-","-","-","-","-","-","-","-"]
["CWD","CWD","V30051","连续多普勒","-","-","-","-","-","-","-","-","-","-","-","-","-","-","-","-","-","-","-","-","-","-","-","-","-","-","-"]
["PWD","PW",null,"脉冲多普勒","X","X","X","X","X","X","X","X","X","X","X","X","X","X","X","X","X","X","X","X","X","X","X","X","X","X","X"]
["RF based Zoom","ReadZoom","V30590","实时局部放大","X","X","X","X","X","X","X","X","X","X","X","X","X","X","X","X","X","X","X","X","X","X","X","X","X","X","X","-"]
["FULL screen","FullScreen","V30310","全屏显示","O","O","X","O","X","O","X","O","X","O","O","O","O","O","O","O","O","O","X","X","X","X","X","X","X","X","X"]
["Smart Touch Zoom","Smart Touch Zoom","V30175","图像触摸屏缩放操作模式","X","X","X","X","X","X","X","X","X","X","X","X","X","X","X","X","X","X","X","X","X","X","X","X","X","X","X"]
["CFI function","CF",null,"彩色多普勒","X","X","X","X","X","X","X","X","X","X","X","X","X","X","X","X","X","X","X","X","X","X","X","X","X","X","X"]
["advanced CFI",null,"V30594","高灵敏度彩色多普勒","-","-","-","-","-","-","-","-","-","-","-","-","-","-","-","-","-","-","-","-","-","-","-","-","-","-","-","-"]
["PDI function","PDI",null,"能量多普勒","X","X","X","X","X","X","X","X","X","X","X","X","X","X","X","X","X","X","X","X","X","X","X","X","X","X","X"]
["B+CF simultaneously ","B+CF simultaneously","V30064","灰阶与彩色双幅显示","X","X","X","X","X","X","X","X","X","X","X","X","X","X","X","X","X","X","X","X","X","-","-","-","-","-","-"]
["CF Velocity Profile","CF Velocity Profile","V30179","血流速度分布图","X","X","X","X","X","X","X","X","X","X","X","X","X","X","X","X","X","X","X","X","X","-","-","-","-","-","-"]
["TView ","TView","V30052","梯形成像","O","O","O","O","O","X","O","X","X","-","-","O","O","O","O","O","O","O","X","X","X","X","X","X","X","X","X"]
["Pview","PView","V30031","宽景成像","O","O","O","O","O","X","O","X","X","O","O","O","O","O","O","O","O","O","-","-","-","-","-","-","-","-","-"]
["MAM (multi angle M mode)","Multi Angle M-mode with 360 degree rotation","V30021","全方位M型","-","O","-","-","O","-","O","O","O","-","-","-","-","-","-","-","-","-","X","X","X","-","X","X","X","-","X"]
["Curve M Mode",null,"V30596","曲线解剖M型","-","-","-","-","-","-","-","-","-","-","-","-","-","-","-","-","-","-","-","-","-","-","-","-","-","-","-"]
["Color M mode","Color M-mode","V30061","彩色M型","-","O","-","-","O","-","O","O","O","-","-","-","-","-","O","-","-","-","X","X","X","-","X","-","X","-","X"]
["Tissue Doppler (TD)","TD","V30065","组织多普勒","Δ","Δ","Δ","Δ","Δ","Δ","Δ","Δ","Δ","Δ","Δ","Δ","Δ","Δ","Δ","Δ","Δ","Δ","-","-","-","-","-","-","-","-","-"]
["Tissue Velocity Imaging (TVI)","TVI","V30036","组织速度成像","Δ","Δ","Δ","Δ","Δ","Δ","Δ","Δ","Δ","Δ","Δ","Δ","Δ","Δ","Δ","Δ","Δ","Δ","-","-","-","-","-","-","-","-","-"]
["Tissue Velocity M-mode (TVM)","Tissue Velocity M-mode (TVM)","V30039","组织速度M型","Δ","Δ","Δ","Δ","Δ","Δ","Δ","Δ","Δ","Δ","Δ","Δ","Δ","Δ","Δ","Δ","Δ","Δ","-","-","-","-","-","-","-","-","-"]
["Tissue Power Imaging (TPI)","Tissue Power Imaging(TPI)","V30170","组织多普勒能量图","Δ","Δ","Δ","Δ","Δ","Δ","Δ","Δ","Δ","Δ","Δ","Δ","Δ","Δ","Δ","Δ","Δ","Δ","-","-","-","-","-","-","-","-","-"]
["Auto IMT","Auto IMT","V30033","颈动脉内中膜自动测量","O","O","O","O","O","O","O","O","O","O","O","O","O","O","O","O","O","O","-","-","-","-","-","-","-","-","-"]
["Auto EF","Auto EF","V30149","左心室射血分数自动测量包","O","O","O","O","O","O","O","O","O","O","O","O","O","O","O","O","O","O","-","-","-","-","-","-","-","-","-"]
["Auto OB","Auto OB","V30171","产科自动测量","X","X","X","X","X","X","X","X","X","X","X","X","X","X","X","X","X","X","-","-","-","-","-","-","-","-","-"]
["Auto Bladder","Auto Bladder","V30172","膀胱自动测量","X","X","X","X","X","X","X","X","X","X","X","X","X","X","X","X","X","X","-","-","-","-","-","-","-","-","-"]
["Tissue/pulse inversion harmonic","Har",null,"组织/反相脉冲谐波成像","X","X","X","X","X","X","X","X","X","X","X","X","X","X","X","X","X","X","X","X","X","X","X","X","X","X","X"]
["Elastic imaging","Elastic imaging","V30053","弹性成像","-","-","-","-","-","-","-","-","-","-","-","-","-","-","-","-","-","-","-","-","-","-","-","-","-","-","-"]
["Contrast imaging","Contrast imaging","V30054","CBI微泡造影成像(包含PPI造影分析)","-","-","-","-","-","-","-","-","-","-","-","-","-","-","-","-","-","-","-","-","-","-","-","-","-","-","-"]
["vFlash","VFlash","V30176","声动力成像","-","-","-","-","-","-","-","-","-","-","-","-","-","-","-","-","-","-","-","-","-","-","-","-","-","-","-"]
["B/Color steer ( only foy probe 7L)",null,"V30595","灰阶与彩色独立偏转","X","X","X","X","X","X","X","X","X","-","X","-","-","X","-","-","X","-","-","X","-","X","X","X","X","X","X"]
["Needle enhancement ( only foy probe 7L)","Needle enhancement","V30080","穿刺增强","X","X","X","X","X","X","X","X","X","-","X","-","-","X","-","-","X","-","-","X","-","X","X","X","X","X","X"]
["Support Mobile data transmission via Bluetooth and E-Mail","Support Mobile data transmission via Bluetooth and E-Mail","V30082","移动图像传输方案","X","X","X","X","X","X","X","X","X","X","X","X","X","X","X","X","X","X","X","X","X","X","X","X","X","X","X"]
["SGC","Scanline Gain Compensation","V30107","扫描增益补偿","O","O","O","X","X","O","X","X","X","O","O","O","O","O","O","X","X","X","X","X","X","-","-","-","-","-","-"]
["Tutorials","Tutorial","V30195","超声教学功能","X","X","X","X","X","X","X","X","X","X","X","X","X","X","X","X","X","X","X","X","X","X","X","X","X","X","X"]
["Maximum linear probe depth display (X6Δ16L)","X6-16L_MaxDepth",null,null,"-","-","-","-","-","-","-","-","-","-","-","-","-","-","-","-","-","-","-","-","-","-","-","-","-","-","-"]
["PWV","Pulse Wave Velocity(PWV)","V30210","脉搏波定量分析","Δ","Δ","Δ","Δ","Δ","Δ","Δ","Δ","Δ","Δ","Δ","Δ","Δ","Δ","Δ","Δ","Δ","Δ","-","-","-","-","-","-","-","-","-"]
["AMAS( Automatic measurement of Arterial stiffness )",null,"V30354","整体动脉僵硬度自动测量系统","-","-","-","-","-","-","-","-","-","-","-","-","-","-","-","-","-","-","-","-","-","-","-","-","-","-","-"]
["Stress Echo","Stress Echo","V30211","负荷成像","Δ","Δ","Δ","Δ","Δ","Δ","Δ","Δ","Δ","Δ","Δ","Δ","Δ","Δ","Δ","Δ","Δ","Δ","-","-","-","-","-","-","-","-","-"]
["2D auto follicle","Auto Follicle","V30212","二维卵泡自动测量","O","O","O","O","O","O","O","O","O","O","O","O","O","O","O","O","O","O","-","-","-","-","-","-","-","-","-"]
["HSG","C3DC4D(HSG)","V30215","输卵管造影","-","-","-","-","-","-","-","-","-","-","-","-","-","-","-","-","-","-","-","-","-","-","-","-","-","-","-"]
["VINNO Cardiac Quantification","vCQ","V30291","辅助诊疗功能","O","O","O","O","O","O","O","O","O","O","O","O","O","O","O","O","O","O","-","-","-","-","-","-","-","-","-"]
["Zone Imaging","ZoneImage","V30303","全御相关成像","-","-","-","-","-","-","-","-","-","-","-","-","-","-","-","-","-","-","-","-","-","-","-","-","-","-","-"]
[" VFlow","HQFlow","V30355",null,"-","-","-","-","-","-","-","-","-","-","-","-","-","-","-","-","-","-","-","-","-","-","-","-","-","-","-"]
["Strain Imaging","Strain Rate","V30356",null,"-","-","-","-","-","-","-","-","-","-","-","-","-","-","-","-","-","-","-","-","-","-","-","-","-","-","-"]
["VAid (Real-time Auto Breast Lesion Detection)","AI","V30357",null,"-","-","-","-","-","-","-","-","-","-","-","-","-","-","-","-","-","-","-","-","-","-","-","-","-","-","-"]
["Emergency","Emergency Package","V30463","急诊","X","X","X","X","X","X","X","X","X","X","X","X","X","X","X","X","X","X","X","X","X","-","-","-","-","-","-"]
["Nephrology","Nephrology Package","V30464","肾内（血管通路）","-","-","-","-","-","-","-","-","-","-","-","-","-","-","-","-","-","-","-","-","-","-","-","-","-","-","-"]
["ICU","ICU Package","V30465","重症","-","-","-","-","-","-","-","-","-","-","-","-","-","-","-","-","-","-","-","-","-","-","-","-","-","-","-"]
["Anesthesia","Anesthesia Package","V30419","神经麻醉包","-","-","-","-","-","-","-","-","-","-","-","-","-","-","-","-","-","-","-","-","-","-","-","-","-","-","-"]
["MSK","MSKPackage","V30361","肌骨","-","-","-","-","-","-","-","-","-","-","-","-","-","-","-","-","-","-","-","-","-","-","-","-","-","-","-"]
["VReport","VReport","V30363",null,"O","O","O","O","O","O","O","O","O","O","O","O","O","O","O","O","O","O","X","X","X","-","-","-","-","-","-"]
["VSPORT","SPORTPackage","V30386",null,"-","-","-","-","-","-","-","-","-","-","-","-","-","-","-","-","-","-","-","-","-","-","-","-","-","-","-"]
["Remote Examination","Remote Examination","V30420","远程考核","X","X","X","X","X","X","X","X","X","X","X","X","X","X","X","X","X","X","X","X","X","-","-","-","-","-","-"]
["Shear Wave Imaging(VShear)","SWEI","V30494","剪切波弹性成像(VShear)","-","-","-","-","-","-","-","-","-","-","-","-","-","-","-","-","-","-","-","-","-","-","-","-","-","-","-"]
[" VLuminous Flow","RadiantFlow","V30495","立体血流","-","-","-","-","-","-","-","-","-","-","-","-","-","-","-","-","-","-","-","-","-","-","-","-","-","-","-"]
["Live IMT","AutoImtInScan","V30496","实时IMT","-","-","-","-","-","-","-","-","-","-","-","-","-","-","-","-","-","-","-","-","-","-","-","-","-","-","-"]
["VAim for OB","OB AIMeasure","V30497","VAim:产科自动测量","-","-","-","-","-","-","-","-","-","-","-","-","-","-","-","-","-","-","-","-","-","-","-","-","-","-","-"]
["VAim for HIP","DDH AIMeasure","V30498","VAim:小儿髋关节自动测量","-","-","-","-","-","-","-","-","-","-","-","-","-","-","-","-","-","-","-","-","-","-","-","-","-","-","-"]
["VAim for Follicle","Follicle AIMeasure","V30499","VAim:卵泡自动测量","-","-","-","-","-","-","-","-","-","-","-","-","-","-","-","-","-","-","-","-","-","-","-","-","-","-","-"]
["VAim for Pelvic","VAS AIMeasure","V30500","VAim:盆底脱垂自动测量","-","-","-","-","-","-","-","-","-","-","-","-","-","-","-","-","-","-","-","-","-","-","-","-","-","-","-"]
["VAim for LEVA(3D)","LEVA AIMeasure","V30501","VAim:3D盆底肛提肌裂孔自动测量","-","-","-","-","-","-","-","-","-","-","-","-","-","-","-","-","-","-","-","-","-","-","-","-","-","-","-"]
["Customized Auto Workflow(VWork)","Auto Works","V30502","自定义工作流(VWork)","-","-","-","-","-","-","-","-","-","-","-","-","-","-","-","-","-","-","-","-","-","-","-","-","-","-","-"]
["Auto Flow Volume","Auto Flow Volume","V30531","血流量自动测量","Δ","Δ","Δ","Δ","Δ","Δ","Δ","Δ","Δ","-","-","-","-","-","-","-","-","-","-","-","-","Δ","Δ","Δ","Δ","Δ","Δ"]
["lung ai","LungAI","V30559","智能肺超","-","-","-","-","-","-","-","-","-","-","-","-","-","-","-","-","-","-","-","-","-","-","-","-","-","-","-"]
["DICOM export and storage, printer, worklist","DICOM export and storage, printer, worklist","V30038","DICOM接口（导出与存储,打印,列表）","O","O","O","O","O","O","O","O","O","O","O","O","O","O","O","O","O","O","X","X","X","X","X","X","X","X","X"]
["Transfer image to FTP server","Transfer image to FTP server","V30087","传输影像至FTP服务器","X","X","X","X","X","X","X","X","X","X","X","X","X","X","X","X","X","X","X","X","X","X","X","X","X","X","X"]
["RF data export","RF data export","V30088","RF元数据导出","Δ","Δ","Δ","Δ","Δ","Δ","Δ","Δ","Δ","Δ","Δ","Δ","Δ","Δ","Δ","Δ","Δ","Δ","-","-","-","-","-","-","-","-","-"]
["vCloud interface","vCloud","V30173","远程传输接口","X","X","X","X","X","X","X","X","X","X","X","X","X","X","X","X","X","X","X","X","X","X","X","X","X","X","X"]
[]
["3D/4D Imaging Features"]
["3D imaging","3D imaging","V30135","三维成像","-","-","-","-","-","-","-","-","-","-","-","-","-","-","-","-","-","-","-","-","-","-","-","-","-","-","-"]
["Real-time grayscale 4D","Real-time grayscale 4D","V30066","实时灰阶四维","-","-","-","-","-","-","-","-","-","-","-","-","-","-","-","-","-","-","-","-","-","-","-","-","-","-","-"]
["4D Volume/sec (65 angle)",null,null,"四维帧频","-","-","-","-","-","-","-","-","-","-","-","-","-","-","-","-","-","-","-","-","-","-","-","-","-","-","-"]
["Tomographic display (Mcut)","Tomographic display (Mcut)","V30067","超声断层成像","-","-","-","-","-","-","-","-","-","-","-","-","-","-","-","-","-","-","-","-","-","-","-","-","-","-","-"]
["Rendering algorithms",null,null,"渲染方式","-","-","-","-","-","-","-","-","-","-","-","-","-","-","-","-","-","-","-","-","-","-","-","-","-","-","-"]
["- maximum, minimum, XΔRay",null,null," 最大、最小、X光显影模式","-","-","-","-","-","-","-","-","-","-","-","-","-","-","-","-","-","-","-","-","-","-","-","-","-","-","-"]
["- surface, smooth",null,null,"表面模式、平滑模式","-","-","-","-","-","-","-","-","-","-","-","-","-","-","-","-","-","-","-","-","-","-","-","-","-","-","-"]
["Parameter adjustable after freeze",null,null,null,"-","-","-","-","-","-","-","-","-","-","-","-","-","-","-","-","-","-","-","-","-","-","-","-","-","-","-"]
["HQ (High Quality) 3D/4D","HQ3D&HQ4D","V30035","羊膜腔镜成像技术","-","-","-","-","-","-","-","-","-","-","-","-","-","-","-","-","-","-","-","-","-","-","-","-","-","-","-"]
["Spatio Temporal Image Correlation (STIC)",null,"V30037","时间空间相关成像","-","-","-","-","-","-","-","-","-","-","-","-","-","-","-","-","-","-","-","-","-","-","-","-","-","-","-"]
["Auto NT","Auto NT","V30040","自动颈项透明层测量","-","-","-","-","-","-","-","-","-","-","-","-","-","-","-","-","-","-","-","-","-","-","-","-","-","-","-"]
["Auto IT measure","Auto IT","V30503","自动IT(颅内透明层)测量","-","-","-","-","-","-","-","-","-","-","-","-","-","-","-","-","-","-","-","-","-","-","-","-","-","-","-"]
["Inversion mode","Inversion mode","V30057","灰阶反转模式","-","-","-","-","-","-","-","-","-","-","-","-","-","-","-","-","-","-","-","-","-","-","-","-","-","-","-"]
["Magic cut","Magic cut","V30058","魔术刀","-","-","-","-","-","-","-","-","-","-","-","-","-","-","-","-","-","-","-","-","-","-","-","-","-","-","-"]
["Smart touch panel 3D/4D operation","Smart touch panel 3D/4D operation","V30059","智能三维/四维触摸屏操作模式","-","-","-","-","-","-","-","-","-","-","-","-","-","-","-","-","-","-","-","-","-","-","-","-","-","-","-"]
["Free view","Free view","V30060","容积超声断层成像","-","-","-","-","-","-","-","-","-","-","-","-","-","-","-","-","-","-","-","-","-","-","-","-","-","-","-"]
["Smart 3D Volume Calculation","Smart 3D Volume Calculation","V30177","智能三维容积计算","-","-","-","-","-","-","-","-","-","-","-","-","-","-","-","-","-","-","-","-","-","-","-","-","-","-","-"]
["Free 3D","Free 3D","V30178","自由臂3D","-","-","-","-","-","-","-","-","-","-","-","-","-","-","-","-","-","-","-","-","-","-","-","-","-","-","-"]
["3D auto follicle","Follicle 3D","V30213","三维卵泡自动测量","-","-","-","-","-","-","-","-","-","-","-","-","-","-","-","-","-","-","-","-","-","-","-","-","-","-","-"]
["4D HQ Silhouette mode","HQSilhouette","V30358","HQ剪影模式","-","-","-","-","-","-","-","-","-","-","-","-","-","-","-","-","-","-","-","-","-","-","-","-","-","-","-"]
["Export 3D data for 3D printer","Export 3D data for 3D printer","V30504","导出3D打印数据","-","-","-","-","-","-","-","-","-","-","-","-","-","-","-","-","-","-","-","-","-","-","-","-","-","-","-"]
["Auto Levator Ani","Auto Levator Hiatus","V30505","3D盆底肛提肌裂孔自动测量","-","-","-","-","-","-","-","-","-","-","-","-","-","-","-","-","-","-","-","-","-","-","-","-","-","-","-"]
["3D Smart Face","3D Smart Face","V30506","智能胎儿面部成像","-","-","-","-","-","-","-","-","-","-","-","-","-","-","-","-","-","-","-","-","-","-","-","-","-","-","-"]
["Niche View\n","Niche 3D\n","V30439","壁龛成像","-","-","-","-","-","-","-","-","-","-","-","-","-","-","-","-","-","-","-","-","-","-","-","-","-","-","-"]
[]
["General Specification"]
["RF platform",null,null,"RF元数据平台","-","-","-","-","-","-","-","-","-","-","-","-","-","-","-","-","-","-","-","-","-","-","-","-","-","-","-"]
["Cineloop",null,null,"电影回放"," 1000 second"," 1000 second"," 1000 second"," 1000 second"," 1000 second"," 1000 second"," 1000 second"," 1000 second"," 1000 second"," 1000 second"," 1000 second"," 1000 second"," 1000 second"," 1000 second"," 1000 second"," 1000 second"," 1000 second"," 1000 second"," 1000 second"," 1000 second"," 1000 second"," 100 second"," 100second"," 100 second"," 100second"," 100 second"," 100second"]
["SSD for quick bootup",null,null,"快速启动","-","-","-","-","-","-","-","-","-","-","-","-","-","-","-","-","-","-","-","-","-","-","-","-","-","-","-"]
["Memory size",null,null,"内存","4G","4G","4G","4G","4G","4G","4G","4G","4G","4G","4G","4G","4G","4G","4G","4G","4G","4G","4G","4G","4G","4G","4G","4G","4G","4G","4G"]
["HDD",null,null,"硬盘","-","-","-","-","-","-","-","-","-","-","-","-","-","-","-","-","-","-","-","-","-","-","-","-","-","-","-"]
["Monitor size",null,null,"显示器","12\"","12\"","12\"","12\"","12\"","12\"","12\"","12\"","12\"",{"$nulls":6},"12\"","12\"","12\"","12\"","12\"","12\"","-","-","-","-","-","-"]
["Integrated DVDRW ",null,null,"可读写DVD","-","-","-","-","-","-","-","-","-","-","-","-","-","-","-","-","-","-","-","-","-","-","-","-","-","-","-"]
["B/W video printer slot",null,null,"黑白打印机安装槽","-","-","-","-","-","-","-","-","-","-","-","-","-","-","-","-","-","-","-","-","-","-","-","-","-","-","-"]
["Patient database",null,null,"病人数据","X","X","X","X","X","X","X","X","X","X","X","X","X","X","X","X","X","X","X","X","X","X","X","X","X","X","X"]
["Quick store",null,null,"USB快速存储","X","X","X","X","X","X","X","X","X","X","X","X","X","X","X","X","X","X","X","X","X","-","-","-","-","-","-"]
["Network storage and printing","Network Printer",null,"网络存储与网络打印","X","X","X","X","X","X","X","X","X","X","X","X","X","X","X","X","X","X","X","X","X","-","-","-","-","-","-"]
["Auto track in PW/CW",null,null,"多普勒频谱自动包络","X","X","X","X","X","X","X","X","X","X","X","X","X","X","X","X","X","X","X","X","X","X","X","X","X","X","X"]
["Vascular calculations",null,null,"血管测量包","X","X","X","X","X","X","X","X","X","X","X","X","X","X","X","X","X","X","X","X","X","X","X","X","X","X","X"]
["Cardiac calculations",null,null,"心脏测量包","X","X","X","X","X","X","X","X","X","X","X","X","X","X","X","X","X","X","X","X","X","X","X","X","X","X","X"]
["OB calculations and tables",null,null,"产科计算包及胎儿生长曲线表","X","X","X","X","X","X","X","X","X","X","X","X","X","X","X","X","X","X","X","X","X","-","-","-","-","-","-"]
["Gynecological calculations",null,null,"妇科计算包","X","X","X","X","X","X","X","X","X","X","X","X","X","X","X","X","X","X","X","X","X","-","-","-","-","-","-"]
["Urological calculations",null,null,"泌尿科计算包","X","X","X","X","X","X","X","X","X","X","X","X","X","X","X","X","X","X","X","X","X","-","-","-","-","-","-"]
["Renal calculations",null,null,"肾脏计算包","X","X","X","X","X","X","X","X","X","X","X","X","X","X","X","X","X","X","X","X","X","-","-","-","-","-","-"]
["Volume calculations",null,null,"容积计算","X","X","X","X","X","X","X","X","X","X","X","X","X","X","X","X","X","X","X","X","X","-","-","-","-","-","-"]
["Probe port",null,null,"选配探头接口","-","-","-","-","-","-","-","-","-","-","-","-","-","-","-","-","-","-","-","-","-","-","-","-","-","-","-"]
[null,null,null,"标配探头接口","-","-","-","-","-","-","-","-","-","-","-","-","-","-","-","-","-","-","-","-","-","-","-","-","-","-","-"]
["Wireless for cart",null,"V30558","无线适配器","-","-","-","-","-","-","-","-","-","-","-","-","-","-","-","-","-","-","-","-","-","-","-","-","-","-","-"]
["Wireless for portable",null,"V30115","便携超无线适配器","-","-","-","-","-","-","-","-","-","-","-","-","-","-","-","-","-","-","-","-","-","-","-","-","-","-","-"]
["LAN",null,null,"网络连接","-","-","-","-","-","-","-","-","-","-","-","-","-","-","-","-","-","-","-","-","-","-","-","-","-","-","-"]
["WLAN",null,null,null,"X","X","X","X","X","X","X","X","X","X","X","X","X","X","X","X","X","X","X","X","X","X","X","X","X","X","X"]
["VGuide","EzonoNgs","V30214","微磁引导","-","-","-","-","-","-","-","-","-","-","-","-","-","-","-","-","-","-","-","-","-","-","-","-","-","-","-"]
[]
["Ergonomics"]
["battery discharge time",null,null,null,"1 hour","1 hour","1 hour","1 hour","1 hour","1 hour","1 hour","1 hour","1 hour","1 hour","1 hour","1 hour","1 hour","1 hour","1 hour","1 hour","1 hour","1 hour","1 hour","1 hour","1 hour","2.5hour","2.5 hour","2.5hour","2.5 hour","2.5hour","2.5 hour"]
["battery charge time(fast/normal)",null,null,null,"1 hour","1 hour","1 hour","1 hour","1 hour","1 hour","1 hour","1 hour","1 hour","1 hour","1 hour","1 hour","1 hour","1 hour","1 hour","1 hour","1 hour","1 hour","1 hour","1 hour","1 hour","70% 45minuter/normal 1 hour","70% 45minuter/normal 1 hour","70% 45minuter/normal 1 hour","70% 45minuter/normal 1 hour","70% 45minuter/normal 1 hour","70% 45minuter/normal 1 hour"]
[]
["I/O and peripherals"]
["Surface Pro7（i5-1035G4）平板电脑",null,null,null,"O","O","O","O","O","O","O","O","O","-","-","-","-","-","-","-","-","-","-","-","-","-","-","-","-","-","-"]
["Q系列联想MIX520平板电脑",null,null,null,"O","O","O","O","O","O","O","O","O","-","-","-","-","-","-","-","-","-","-","-","-","-","-","-","-","-","-"]
["掌上裸机皮包    ",null,null,null,"X","X","X","X","X","X","X","X","X","X","X","X","X","X","X","X","X","X","X","X","X","-","-","-","-","-","-"]
["平板调节桌面支架",null,"V30507",null,"O","O","O","O","O","O","O","O","O","O","O","O","O","O","O","O","O","O","O","O","O","O","O","O","O","O","O"]
["旅行箱      ",null,null,null,"O","O","O","O","O","O","O","O","O","O","O","O","O","O","O","O","O","O","O","O","O","O","O","O","O","O","O"]
["双肩包      ",null,null,null,"O","O","O","O","O","O","O","O","O","O","O","O","O","O","O","O","O","O","O","O","O","O","O","O","O","O","O"]
["卡瓦消毒液     ",null,null,null,"O","O","O","O","O","O","O","O","O","O","O","O","O","O","O","O","O","O","O","O","O","O","O","O","O","O","O"]
["卡瓦消毒布      ",null,null,null,"O","O","O","O","O","O","O","O","O","O","O","O","O","O","O","O","O","O","O","O","O","O","O","O","O","O","O"]
["Q系列急救车平板支架",null,null,null,"O","O","O","O","O","O","O","O","O","O","O","O","O","O","O","O","O","O","O","O","O","O","O","O","O","O","O"]
["Q系列推车整机版",null,"V10319",9000544,"O","O","O","O","O","O","O","O","O","O","O","O","O","O","O","O","O","O","O","O","O","O","O","O","O","O","O"]
["U盘8G",null,null,null,"O","O","O","O","O","O","O","O","O","O","O","O","O","O","O","O","O","O","O","O","O","-","-","-","-","-","-"]
["P系列掌超裸机皮包",null,null,null,"-","-","-","-","-","-",null,null,null,"-","-","-","-","-","-","-","-","-","-","-","-","X","X","X","X","X","X"]
[]
["Probes","Product-ProbeSpecification",null,"Δ：Optional（注册了但是不想卖）\n#：    Additional(未注册)\n-/tt:   Hidden(工程上或者市场不开放)\nO:     Standard(停售了)\nX:     Standard"]
["3C(腹部脏器、胎儿)","3C",null,null,"X","X","X","X","X","X","X","X","X","X","-","-","X","-","-","X","-","-","X","-","-","X","X","X","X","X","X"]
["7L（浅表及小器官）","7L",null,null,"X","X","X","X","X","X","X","X","X","-","X","-","-","X","-","-","X","-","-","X","-","X","X","X","X","X","X"]
["2P（心脏、颅脑）","2P",null,null,"X","X","X","X","X","X","X","X","X","-","-","X","-","-","X","-","-","X","-","-","X","X","X","X","X","X","X"]
[]
["Biopsy guide"]
["穿刺架 3C--平面内","可重复使用","V30398",3100278,"X","X","X","X","X","X","X","X","X","-","-","-","-","-","-","-","-","-","-","-","-","-","-","-","-","-","-"]
["穿刺架7L--平面内","可重复使用","V30399",3100279,"X","X","X","X","X","X","X","X","X","-","-","-","-","-","-","-","-","-","-","-","-","-","-","-","-","-","-"]
["穿刺架2P--平面内","可重复使用","V30400",3100280,"X","X","X","X","X","X","X","X","X","-","-","-","-","-","-","-","-","-","-","-","-","-","-","-","-","-","-"]
["平面外穿刺架组件7L","可重复使用","V30532",1000983,"X","X","X","X","X","X","-","-","-","-","-","-","-","-","-","-","-","-","-","-","-","-","-","-","-","-","-"]
["穿刺架W3C","可重复使用","V30634",3100443,"-","-","-","-","-","-","-","-","-","X","-","-","X","-","-","X","-","-","X","-","-","X","X","X","X","X","X"]
["穿刺架W7L ","可重复使用","V30635 ",3100444,"-","-","-","-","-","-","-","-","-","-","X","-","-","X","-","-","X","-","-","X","-","X","X","X","X","X","X"]
["平面外穿刺架W7L ","可重复使用","V30636 ",3100445,"-","-","-","-","-","-","-","-","-","-","X","-","-","X","-","-","X","-","-","X","-","X","X","X","X","X","X"]

{"sheet":"90主机存货编码","index":16,"n_rows":1086,"n_cols":10,"rows_kept":1086,"cut":false,"hidden":false,"merged":[]}
["序号","存货编码","存货名称","存货代码","启用日期","停用日期","Marketing","ProductId","ModelTypes","备注"]
[1,"9000001","VINNO60中国版主机","V10016","2013-03-19",null,"China","V60","0","V60^DSP^128^4+1Port^21.5\"+13.3\""]
[2,"9000002","VINNO60欧洲版主机",null,"2013-03-19","2019-06-27","Oversea","V60","0","V60^DSP^128^4+1Port^21.5\"+13.3\""]
[3,"9000003","VINNO70中国版主机","V10015","2013-03-19",null,"China","V70","0","V70^DSP^192^4+1Port^21.5\"+13.3\""]
[4,"9000004","VINNO70欧洲版主机",null,"2013-03-19","2019-06-27","Oversea","V70","0","V70^DSP^192^4+1Port^21.5\"+13.3\""]
[5,"9000005","VINN080中国版主机","V10014","2013-03-19","2019-06-27","China","V80","2","V80^DSP^192^4Port^21.5\"+13.3\""]
[6,"9000006","VINN080欧洲版主机",null,"2013-03-19","2019-06-27","Oversea","V80","2","V80^DSP^192^4Port^21.5\"+13.3\""]
[7,"9000007","VINNOX7中文版主机","V10017","2013-03-19",null,"China","X7","0","X7^DSP^128^3+1Port^18.5+10.1"]
[8,"9000008","VINNOX7欧洲版主机","V10060","2013-03-19","2019-06-27","Oversea","X7","0","X7^DSP^128^3+1Port^18.5+10.1"]
[9,"9000009","VINNOX5中文版主机","V10013","2013-03-19",null,"China","X5","0#3","0@X5^DSP^64^3+1Port^18.5+10.1#3@X5^ARM^64^3Port^18.5+10.1"]
[10,"9000010","VINNOX5欧洲版主机","V10061","2013-03-19","2019-06-27","Oversea","X5","0#3","0@X5^DSP^64^3+1Port^18.5+10.1#3@X5^ARM^64^3Port^18.5+10.1"]
[11,"9000011","VINNOX6中国版主机","V10018","2013-03-19",null,"China","X6","0","X6^DSP^128^3+1Port^18.5+10.1"]
[12,"9000012","VINNOX6欧洲版主机","V10062","2013-03-19","2019-06-27","Oversea","X6","0","X6^DSP^128^3+1Port^18.5+10.1"]
[13,"9000013","VINNOG80中国版主机","V10001","2013-03-19","2017-11-13","China","G80","0","G80^DSP^192^4+1Port^21.5+13.3"]
[14,"9000014","VINNOG80欧洲版主机","V10002","2013-03-19",null,"Oversea","G80","0","G80^DSP^192^4+1Port^21.5+13.3"]
[15,"9000015","VINNOG60中国版主机","V10003","2013-03-19",null,"China","G60","0","G60^DSP^128^4+1Port^21.5+13.3"]
[16,"9000016","VINNOG60欧洲版主机","V10004","2013-03-19",null,"Oversea","G60","0","G60^DSP^128^4+1Port^21.5+13.3"]
[17,"9000017","VINNOG50中国版主机","V10005","2013-03-19",null,"China","G50","0","G50^DSP^128^3+1Port^18.5+10.1"]
[18,"9000018","VINNOG50欧洲版主机","V10006","2013-03-19","2019-06-27","Oversea","G50","0","G50^DSP^128^3+1Port^18.5+10.1"]
[19,"9000019","VINNOE30中国版主机","V10011","2013-03-19",null,"China","E30","0#3","0@E30^DSP^64^3+1Port^18.5+10.1#3@E30^ARM^64^3Port^18.5+10.1"]
[20,"9000020","VINNOE30欧洲版主机","V10012","2013-03-19","2019-06-27","Oversea","E30","0#3","0@E30^DSP^64^3+1Port^18.5+10.1#3@E30^ARM^64^3Port^18.5+10.1"]
[21,"9000021","VINNOM80中国版主机","V10007","2013-03-19",null,"China","M80","0","M80^DSP^192^4+1Port^21.5\"+13.3\""]
[22,"9000022","VINNOM80欧洲版主机","V10008","2013-03-19","2019-12-25","Oversea","M80","0","M80^DSP^192^4+1Port^21.5\"+13.3\""]
[23,"9000023","VINNOM50中国版主机","V10009","2013-03-19",null,"China","M50","0","M50^DSP^128^3+1Port^18.5+10.1"]
[24,"9000024","VINNOM50欧洲版主机","V10010","2013-03-19",null,"Oversea","M50","0","M50^DSP^128^3+1Port^18.5+10.1"]
[25,"9000025","VINNOG60印度版主机",null,"2013-03-19","2019-06-27"]
[26,"9000026","VINNOM80印度版主机",null,"2013-03-19","2019-06-27"]
[27,"9000027","VINNOG80印度版主机",null,"2013-03-19","2019-06-27"]
[28,"9000028","VINNOG50印度版主机",null,"2013-03-19","2019-06-27"]
[29,"9000029","VINNOE30印度版主机",null,"2013-03-19","2019-06-27"]
[30,"9000030","VINNOM50印度版主机",null,"2013-03-19","2019-06-27"]
[31,"9000031","VINNO_V8中国版主机","V10019","2013-03-19",null,"China","VINNO8","0","VINNO8^ARM^128^1Port^15+8"]
[32,"9000032","VINNO_V8国际版主机","V10020","2013-03-19",null,"Oversea","VINNO8","0","VINNO8^ARM^128^1Port^15+8"]
[33,"9000033","VINNO_V6中国版主机","V10021","2013-03-19",null,"China","VINNO6","0","VINNO6^ARM^64^1Port^15+8"]
[34,"9000034","VINNO_V6国际版主机","V10022","2013-03-19",null,"Oversea","VINNO6","0","VINNO6^ARM^64^1Port^15+8"]
[35,"9000035","VINNO_V5中国版主机","V10023","2013-03-19",null,"China","VINNO5","0","VINNO5^ARM^48^1Port^15+8"]
[36,"9000036","VINNO_V5国际版主机","V10024","2013-03-19",null,"Oversea","VINNO5","0","VINNO5^ARM^48^1Port^15+8"]
[37,"9000037","VINNO_C8中国版主机",null,"2013-03-19","2019-06-27"]
[38,"9000038","VINNO_C8国际版主机",null,"2013-03-19","2019-06-27"]
[39,"9000039","VINNO_C6中国版主机",null,"2013-03-19","2019-06-27"]
[40,"9000040","VINNO_C6国际版主机",null,"2013-03-19","2019-06-27"]
[41,"9000041","VINNOE20中国版主机","V10025","2013-03-19",null,"China","E20","0","E20^ARM^64^3Port^18.5+10.1"]
[42,"9000042","VINNOE20国际版主机","V10026","2013-03-19",null,"Oversea","E20","0","E20^ARM^64^3Port^18.5+10.1"]
[43,"9000043","VINNOE10两口中国版主机","V10027","2013-03-19","2019-06-27","China","E10","0","E10^ARM^48^2Port^18.5+10.1"]
[44,"9000044","VINNOE10两口国际版主机","V10028","2013-03-19","2019-12-25","Oversea","E10","0","E10^ARM^48^2Port^18.5+10.1"]
[45,"9000045","VINNOX3中国版主机","V10031","2013-03-19","2019-06-27","China","X3","0","X3^ARM^64^3Port^18.5+10.1"]
[46,"9000046","VINNO_X3国际版主机","V10048","2013-03-19","2019-06-27","Oversea","X3","0","X3^ARM^64^3Port^18.5+10.1"]
[47,"9000047","VINNOX2中国版主机","V10032","2013-03-19",null,"China","X2","0","X2^ARM^64^3Port^18.5+10.1"]
[48,"9000048","VINNO_X2国际版主机","V10049","2013-03-19","2019-06-27","Oversea","X2","0","X2^ARM^64^3Port^18.5+10.1"]
[49,"9000049","VINNOX1中国版主机","V10033","2013-03-19","2019-12-25","China","X1","11#12","11@X1^ARM^48^3Port^18.5+10.1^过渡版TT-1100213#12@X1^ARM^48^3Port^18.5+10.1^过渡版TT-1100104"]
[50,"9000050","VINNO_X1国际版主机","V10050","2013-03-19","2019-06-27","Oversea","X1","0","X1^ARM^48^2Port^18.5+10.1"]
[51,"9000051","VINNOE10三口中国版主机","V10029","2013-03-19",null,"China","E10","2","E10^ARM^64^3Port^18.5+10.1"]
[52,"9000052","VINNOE10三口国际版主机",null,"2013-03-19","2017-08-31","Oversea","E10","2","E10^ARM^64^3Port^18.5+10.1"]
[53,"9000053","VINNO_X5实验室版主机",null,"2013-03-19","2019-06-27"]
[54,"9000054","VINNO_E30-4P中国版主机","V10046","2013-03-19",null,"China","E30","2#4","2@E30^DSP^64^4Port^18.5+10.1# 4@E30^ARM^64^4Port^18.5+10.1"]
[55,"9000055","VINNO＿X7-4P中国版主机","V10044","2013-03-19",null,"China","X7","2","X7^DSP^128^4Port^18.5+10.1"]
[56,"9000056","VINNOE10三口升降国际版主机","V10030","2013-03-19","2019-12-25","Oversea","E10","2","E10^ARM^64^3Port^18.5+10.1"]
[57,"9000057","VINNOE10三口升降中国版主机","V10029","2013-03-19","2018-05-14","China","E10","2","E10^ARM^64^3Port^18.5+10.1"]
[58,"9000058","CART-S","V30162","2013-05-27"]
[59,"9000059","VINNO＿X5-4P中国版主机","V10045","2013-05-27",null,"China","X5","2#4","2@ X5^DSP^64^4Port^18.5+10.1#4@X5^ARM^64^4Port^18.5+10.1"]
[60,"9000060","VINNO＿X5精英版主机","V10034","2013-05-27","2019-06-27","China","X5Elite","0","X5Elite^DSP^64^3+1^18.5+10.1"]
[61,"9000061","VINNO＿X6-4P中国版主机",null,"2013-05-27","2019-06-27","China","X6","2","X6^DSP^128^4Port^18.5+10.1"]
[62,"9000062","VINNO＿X7精英版主机","V10035","2013-05-27","2019-06-27","China","X7Elite","0","X7Elite^DSP^128^3+1^18.5+10.1"]
[63,"9000063","CART-S整机版","V30154","2013-05-27"]
[64,"9000064","VINNOE10两口＿VET国际版主机","V10041","2013-05-27","2019-12-25","Oversea#China","E10Vet","0","E10Vet^ARM^48^2Port^18.5+10.1"]
[65,"9000065","VINNOE10三口＿VET国际版主机","V10042","2013-05-27","2019-06-27","Oversea#China","E10Vet","2","E10Vet^ARM^64^3Port^18.5+10.1"]
[66,"9000066","VINNOE20＿VET国际版主机","V10040","2013-05-27",null,"Oversea#China","E20Vet","0","E20Vet^ARM^64^3Port^18.5+10.1"]
[67,"9000067","VINNOE20＿VET中国版主机（废除）",null,"2013-05-27","2019-06-27"]
[68,"9000068","VINNOE30＿VET国际版主机","V10037","2013-05-27",null,"Oversea#China","E30Vet","0#3","0@E30Vet^DSP^64^3+1Port^18.5+10.1#3@E30Vet^ARM^64^3Port^18.5+10.1"]
[69,"9000069","VINNOE30＿VET中国版主机（废除）",null,"2013-05-27","2019-06-27"]
[70,"9000070","VINNOV5＿VET国际版主机","V10039","2013-05-27","2019-06-27","Oversea#China","VINNO5Vet","0","VINNO5Vet^ARM^48^1Port^15+8"]
[71,"9000071","VINNOV5＿VET中国版主机（废除）",null,"2013-05-27","2019-06-27"]
[72,"9000072","VINNOV6＿VET国际版主机","V10038","2013-05-27",null,"Oversea#China","VINNO6Vet","0","VINNO6Vet^ARM^64^1Port^15+8"]
[73,"9000073","VINNOV6＿VET中国版主机（废除）",null,"2013-05-27","2019-06-27"]
[74,"9000074","CART-S-1to3","V10043","2013-05-27"]
[75,"9000075","VINNO5国际版MSK主机","V10036","2013-05-27","2019-06-27","MSK","VINNO5","0","VINNO5^ARM^48^1Port^15+8"]
[76,"9000076","V6普罗惠仁OEM机主机","V40002","2013-05-27"]
[77,"9000077","外置导声胶加热器","V10047","2013-05-27"]
[78,"9000078","VINNO＿G50-4P＿system＿CHN主机",null,"2013-05-27",null,"China","G50","2","G50^DSP^128^4Port^18.5+10.1"]
[79,"9000079","VINNO＿M50-4P＿system＿CHN主机",null,"2013-05-27","2019-06-27","China","M50","2","M50^DSP^128^4Port^18.5+10.1"]
[80,"9000080","eZono 5000主机","V40013","2013-05-27"]
[81,"9000081","G50VET主机","V10051","2016-07-18","2019-12-25","Oversea#China","G50Vet","0","G50Vet^DSP^128^3+1Port^18.5+10.1"]
[82,"9000082","G86 System BOM-EN主机","V10070","2016-07-21",null,"Oversea","G86","0","G86^MLP^192-M^5Port^21.5+13.3"]
[83,"9000083","G55主机",null,"2016-07-21","2019-06-27"]
[84,"9000084","VINNO10中国版主机",null,"2016-08-26","2019-06-27"]
[85,"9000085","CART-S-OEM","V40015","2017-02-03"]
[86,"9000086","CART-S-1to3-OEM","V40016","2017-02-03"]
[87,"9000087","CART带电池包全功能手推车","V30207","2017-02-27"]
[88,"9000088","X5VET主机","V10052","2017-02-27",null,"Oversea#China","X5Vet","0#3","0@X5Vet^DSP^64^3+1Port^18.5+10.1#3@X5Vet^ARM^64^3Port^18.5+10.1"]
[89,"9000089","X3VET主机","V10053","2017-02-28",null,"Oversea#China","X3Vet","0","X3Vet^ARM^64^3Port^18.5+10.1"]
[90,"9000090","X2VET主机","V10054","2017-02-28",null,"Oversea#China","X2Vet","4","X2Vet^LC^48^3Port^18.5+10.1"]
[91,"9000091","X1VET主机","V10055","2017-02-28","2020-07-24","Oversea#China","X1Vet","4","X1Vet^LC^48^3Port^15+8"]
[92,"9000092","V5中国版500G主机","V10056","2017-03-13","2019-06-27","China","VINNO5","0","VINNO5^ARM^48^1Port^15+8"]
[93,"9000093","V6中国版500G主机","V10057","2017-03-13",null,"China","VINNO6","0","VINNO6^ARM^64^1Port^15+8"]
[94,"9000094","V8中国版500G主机","V10058","2017-03-13",null,"China","VINNO8","0","VINNO8^ARM^128^1Port^15+8"]
[95,"9000095","G86 System BOM-CH主机","V10209","2017-03-28",null,"China","G86","0","G86^MLP^192-M^5Port^21.5+13.3"]
[96,"9000096","M86 System BOM-CH主机","V10210","2017-03-31",null,"China","M86","0","M86^MLP^192-M^5Port^21.5\"+13.3\""]
[97,"9000097","FRU出库",null,"2014-07-31","2018-05-22"]
[98,"9000098","委外加工",null,"2014-03-17","2018-05-22"]
[99,"9000099","G80-35主机",null,"2013-05-27","2019-06-27"]
[100,"9000100","M86 System BOM-EN主机","V10069","2017-03-31",null,"Oversea","M86","0","M86^MLP^192-M^5Port^21.5\"+13.3\""]
[101,"9000101","86 System BOM-CH主机",null,"2017-03-13","2019-11-25"]
[102,"9000102","X9 System BOM-CH主机","V10211","2017-03-13",null,"China","X9","0","X9^DSP^192^4+1Port^21.5\"+13.3\""]
[103,"9000103","X9 System BOM-EN主机","V10100","2017-03-13",null,"Oversea","X9","0","X9^DSP^192^4+1Port^21.5\"+13.3\""]
[104,"9000104","X8 System BOM-CH主机","V10212","2017-03-31",null,"China","X8","0","X8^DSP^128^4+1Port^21.5\"+13.3\""]
[105,"9000105","X8 System BOM-EN主机","V10101","2017-03-31",null,"Oversea","X8","0","X8^DSP^128^4+1Port^21.5\"+13.3\""]
[106,"9000106","VINNO 65 System BOM-CH主机","V10213","2017-03-31",null,"China","V65","0","V65^DSP^128^4+1Port^21.5\"+13.3\""]
[107,"9000107","乳腺床整机中国版主机",null,"2017-04-06"]
[108,"9000108","G80 System BOM-CH-MLP主机","V10071","2017-04-26",null,"China","G80","2","G80^MLP^192^5Port^21.5+13.3"]
[109,"9000109","M80 System BOM-CH-MLP主机","V10072","2017-04-26",null,"China","M80","2","M80^MLP^192^5Port^21.5\"+13.3\""]
[110,"9000110","80 System BOM-CH-MLP主机","V10088","2017-04-26",null,"China","V80","0","V80^MLP^192-M^5Port^21.5\"+13.3\""]
[111,"9000111","G80 System BOM-EN-MLP主机","V10073","2017-05-05","2019-11-25","Oversea","G80","2","G80^MLP^192^5Port^21.5+13.3"]
[112,"9000112","M80 EXP System BOM-EN-MLP主机","V10074","2017-05-05",null,"Oversea","M80","2","M80^MLP^192^5Port^21.5\"+13.3\""]
[113,"9000113","VINNO G65 System BOM-CH主机","V10214","2017-05-05",null,"China","G65","0","G65^DSP^128^4+1Port^21.5+13.3"]
[114,"9000114","VINNO G65 System BOM-EN主机",null,"2017-05-05",null,"Oversea","G65","0","G65^DSP^128^4+1Port^21.5+13.3"]
[115,"9000115","G68 System BOM-CH主机",null,"2017-05-05","2019-06-27"]
[116,"9000116","VINNO G55 System EU主机","V10063","2017-05-26",null,"Oversea","G55","0","G55^DSP^128^3+1Port^18.5+10.1"]
[117,"9000117","VINNO M55 System EU主机","V10064","2017-05-26",null,"Oversea","M55","0","M55^DSP^128^3+1Port^18.5+10.1"]
[118,"9000118","VINNO E35 System EU主机","V10065","2017-05-26",null,"Oversea","E35","0","E35^ARM^64^3+1Port^18.5+10.1"]
[119,"9000119","VINNO X7 升降 System EU主机","V10066","2017-05-26",null,"Oversea","X7","0","X7^DSP^128^3+1Port^18.5+10.1"]
[120,"9000120","VINNO X6 升降 System EU主机","V10067","2017-05-26",null,"Oversea","X6","0","X6^DSP^128^3+1Port^18.5+10.1"]
[121,"9000121","VINNO X5 升降 System EU主机","V10068","2017-05-26",null,"Oversea","X5","3","X5^ARM^64^3Port^18.5+10.1"]
[122,"9000122","VINNO M86 EU主机",null,"2017-07-13","2018-04-08",null,null,null,"重复废除"]
[123,"9000123","VINNO G86 EU主机",null,"2017-07-13","2017-12-20","Oversea","G86","0","G86^MLP^192-M^5Port^21.5+13.3"]
[124,"9000124","VINNO G50升降 system EU主机","V10006","2017-08-07",null,"Oversea","G50","0","G50^DSP^128^3+1Port^18.5+10.1"]
[125,"9000125","VINNO M50升降 system EU主机","V10010","2017-08-07","2020-05-25","Oversea","M50","0","M50^DSP^128^3+1Port^18.5+10.1"]
[126,"9000126","VINNO E30升降 system EU主机","V10012","2017-08-07",null,"Oversea","E30","3","E30^ARM^64^3Port^18.5+10.1"]
[127,"9000127","VINNO X7升降 system CHN主机","V10017","2017-08-09",null,"China","X7","0","X7^DSP^128^4Port^18.5+10.1"]
[128,"9000128","VINNO X6升降 system CHN主机","V10018","2017-08-09",null,"China","X6","0","X6^DSP^128^3+1Port^18.5+10.1"]
[129,"9000129","VINNO X5升降 system CHN主机","V10077","2017-08-09",null,"China","X5","3","X5^ARM^64^3Port^18.5+10.1"]
[130,"9000130","VINNO X7-4P升降 system CHN主机","V10078","2017-08-09",null,"China","X7","2","X7^DSP^128^4Port^18.5+10.1"]
[131,"9000131","VINNO X6-4P升降 system CHN主机","V10079","2017-08-09",null,"China","X6","2","X6^DSP^128^4Port^18.5+10.1"]
[132,"9000132","VINNO X5-4P升降 system CHN主机","V10080","2017-08-09",null,"China","X5","4","X5^ARM^64^4Port^18.5+10.1"]
[133,"9000133","VINNO G50升降 system CHN主机","V10005","2017-08-09",null,"China","G50","0","G50^DSP^128^3+1Port^18.5+10.1"]
[134,"9000134","VINNO M50升降 system CHN主机","V10009","2017-08-09",null,"China","M50","0","M50^DSP^128^3+1Port^18.5+10.1"]
[135,"9000135","VINNO E30升降 system CHN主机","V10011","2017-08-09",null,"China","E30","3","E30^ARM^64^3Port^18.5+10.1"]
[136,"9000136","VINNO G50-4P升降 system CHN主机","V10084","2017-08-09",null,"China","G50","2","G50^DSP^128^4Port^18.5+10.1"]
[137,"9000137","VINNO M50-4P升降 system CHN主机","V10085","2017-08-09",null,"China","M50","2","M50^DSP^128^4Port^18.5+10.1"]
[138,"9000138","VINNO E30-4P升降 system CHN主机","V10086","2017-08-09",null,"China","E30","4","E30^ARM^64^4Port^18.5+10.1"]
[139,"9000139","VINNO G50升降 VET system主机","V10051","2017-08-09",null,"Oversea#China","G50Vet","0","G50Vet^DSP^128^3+1Port^18.5+10.1"]
[140,"9000140","VINNO E30升降 VET system主机","V10037","2017-08-09",null,"Oversea#China","E30Vet","3","E30Vet^ARM^64^3Port^18.5+10.1"]
[141,"9000141","VINNO 60升降 system CH主机","V10016","2017-08-10",null,"China","V60","0","V60^DSP^128^4+1Port^21.5\"+13.3\""]
[142,"9000142","VINNO 70升降 system CH主机","V10015","2017-08-10",null,"China","V70","0","V70^DSP^192^4+1Port^21.5\"+13.3\""]
[143,"9000143","VINNO 80升降 system CH主机","V10014","2017-08-10","2019-11-25","China","V80","2","V80^DSP^192^4Port^21.5\"+13.3\""]
[144,"9000144","VINNO G60升降 system CH主机","V10003","2017-08-10",null,"China","G60","0","G60^DSP^128^4+1Port^21.5+13.3"]
[145,"9000145","VINNO G60升降 system EN主机","V10004","2017-08-10",null,"Oversea","G60","0","G60^DSP^128^4+1Port^21.5+13.3"]
[146,"9000146","VINNO G80升降 system CH主机",null,"2017-08-10","2019-06-27","China","G80","0","G80^DSP^192^4+1Port^21.5+13.3"]
[147,"9000147","VINNO G80升降 system EN主机","V10002","2017-08-10",null,"Oversea","G80","0","G80^DSP^192^4+1Port^21.5+13.3"]
[148,"9000148","VINNO M80升降 system CH主机",null,"2017-08-10",null,"China","M80","0","M80^DSP^192^4+1Port^21.5\"+13.3\""]
[149,"9000149","VINNO M80升降 system EN主机","V10008","2017-08-10",null,"Oversea","M80","0","M80^DSP^192^4+1Port^21.5\"+13.3\""]
[150,"9000150","VINNO G50-4P升降 system EU主机","V10087","2017-08-23","2020-05-25","Oversea","G50","2","G50^DSP^128^4Port^18.5+10.1"]
[151,"9000151","VINNO 6 EXP system CH主机","V10118","2017-09-28",null,"China","VINNO6EXP","0","VINNO6EXP^ARM^48^1Port^15+8"]
[152,"9000152","VINNO 6 EXP system EU主机","V10115","2017-09-28",null,"Oversea","VINNO6EXP","0","VINNO6EXP^ARM^48^1Port^15+8"]
[153,"9000153","VINNO 6 PRO system CH主机","V10117","2017-09-28",null,"China","VINNO6PRO","0","VINNO6PRO^ARM^48^1Port^15+8"]
[154,"9000154","VINNO 6 PRO system EU主机","V10114","2017-09-28",null,"Oversea","VINNO6PRO","0","VINNO6PRO^ARM^48^1Port^15+8"]
[155,"9000155","VINNO 5 Exp system CHN主机","V10116","2017-09-28",null,"China","VINNO5EXP","0","VINNO5EXP^ARM^64^1Port^15+8"]
[156,"9000156","VINNO 5 Exp system EU主机","V10113","2017-09-28",null,"Oversea","VINNO5EXP","0","VINNO5EXP^ARM^64^1Port^15+8"]
[157,"9000157","VINNO 5 Pro system CHN主机","V10120","2017-09-28",null,"China","VINNO5PRO","0","VINNO5PRO^LC^48^1Port^15+8"]
[158,"9000158","VINNO 5 Pro system EU主机","V10119","2017-09-28",null,"Oversea","VINNO5PRO","0","VINNO5PRO^LC^48^1Port^15+8"]
[159,"9000159","VINNO 3 Exp system CHN主机","V10121","2017-09-28",null,"China","VINNO3EXP","0","VINNO3EXP^LC^48^1Port^15+8"]
[160,"9000160","VINNO 3 Exp system EU主机","V10122","2017-09-28",null,"Oversea","VINNO3EXP","0","VINNO3EXP^LC^48^1Port^15+8"]
[161,"9000161","VINNO 3 Pro system CHN主机","V10123","2017-09-28",null,"China","VINNO3PRO","0","VINNO3PRO^LC^48^1Port^15+8"]
[162,"9000162","VINNO 3 Pro system EU主机","V10124","2017-09-28",null,"Oversea","VINNO3PRO","0","VINNO3PRO^LC^48^1Port^15+8"]
[163,"9000163","VINNO 3 system CHN主机","V10125","2017-09-28",null,"China","VINNO3","0","VINNO3^LC^48^1Port^15+8"]
[164,"9000164","VINNO 3 system EU主机","V10126","2017-09-28",null,"Oversea","VINNO3","0","VINNO3^LC^48^1Port^15+8"]
[165,"9000165","VINNO G55 System CHN主机",null,"2017-10-31",null,"China","G55","0","G55^DSP^128^3+1Port^18.5+10.1"]
[166,"9000166","VINNO M55 System CHN主机",null,"2017-10-31",null,"China","M55","0","M55^DSP^128^3+1Port^18.5+10.1"]
[167,"9000167","VINNO X65 System CHN主机",null,"2017-10-31",null,"China","X65","0","X65^DSP^128^3+1Port^18.5+10.1"]
[168,"9000168","VINNO X55 System CHN主机",null,"2017-10-31",null,"China","X55","0","X55^DSP^128^3+1Port^18.5+10.1"]
[169,"9000169","VINNO E35 System CHN主机","V10343","2017-10-31",null,"China","E35","0","E35^ARM^64^3+1Port^18.5+10.1"]
[170,"9000170","VINNO X35 System CHN主机","V10344","2017-10-31",null,"China","X35","0","X35^ARM^64^3Port^18.5+10.1"]
[171,"9000171","VINNO X33 System CHN主机","V10345","2017-10-31",null,"China","X33","0","X33^ARM^64^3Port^18.5+10.1"]
[172,"9000172","E10 Lowcost System CHN主机","V10095","2017-12-20",null,"China","E10","4","E10^LC^48^3Port^18.5+10.1"]
[173,"9000173","VINNO E30-4P-old升降 system CHN主机","V10089","2017-12-26","2019-06-27","China","E30","2","E30^DSP^64^4Port^18.5+10.1"]
[174,"9000174","VINNO E30-4P-old升降 system EU主机","V10090","2017-12-26","2019-06-27","Oversea","E30","2","E30^DSP^64^4Port^18.5+10.1"]
[175,"9000175","VINNO X5-4P-old升降 system CHN主机","V10091","2017-12-26","2019-06-27","China","X5","2","X5^DSP^64^4Port^18.5+10.1"]
[176,"9000176","M80五口 system主机","V10092","2017-12-27",null,"Oversea","M80","3","M80^DSP^192^5Port^21.5\"+13.3\""]
[177,"9000177","VINNO E35-4P-old升降 system EU主机","V10093","2018-01-25","2019-06-27","Oversea","E35","11","E35^DSP^64^4Port^18.5+10.1^升降"]
[178,"9000178","VINNO V60 system BOM-EU主机",null,"2018-01-31","2019-06-27","Oversea","V60","0","V60^DSP^128^4+1Port^21.5\"+13.3\"^升降"]
[179,"9000179","VINNO V70 system BOM-EU主机",null,"2018-01-31","2019-06-27","Oversea","V70","0","V70^DSP^192^4+1Port^21.5\"+13.3\"^升降"]
[180,"9000180","VINNO V80 system BOM-EU主机",null,"2018-01-31","2019-06-27","Oversea","V80","2","V80^DSP^192^4Port^21.5\"+13.3\"^升降"]
[181,"9000181","VINNO X65 system EU主机","V10097","2018-01-31",null,"Oversea","X65","0","X65^DSP^128^3+1Port^18.5+10.1"]
[182,"9000182","VINNO X55 system EU主机","V10098","2018-01-31",null,"Oversea","X55","0","X55^DSP^128^3+1Port^18.5+10.1"]
[183,"9000183","VINNO X35 system EU主机","V10099","2018-01-31",null,"Oversea","X35","0","X35^ARM^64^3Port^18.5+10.1"]
[184,"9000184","E20 system bom 21.5-EN主机","V10094","2018-03-08",null,"Oversea","E20","2","E20^ARM^64^3Port^21.5+10.1"]
[185,"9000185","E10 Lowcost System EU主机","V10096","2018-04-25",null,"Oversea","E10","4","E10^LC^48^3Port^18.5+10.1"]
[186,"9000186","VINNO G55-4P-海外版主机-21.5英寸显示器主机","V10102","2018-05-21",null,"Oversea","G55","4","G55^DSP^128^4Port^21.5+10.1"]
[187,"9000187","VINNO G55-4P升降 system EU主机","V10103","2018-05-22","2020-05-25","Oversea","G55","2","G55^DSP^128^4Port^18.5+10.1"]
[188,"9000188","VINNO M55-4P升降 system EU主机","V10104","2018-05-22","2020-05-25","Oversea","M55","2","M55^DSP^128^4Port^18.5+10.1"]
[189,"9000189","VINNO E35-4P升降 system EU主机","V10093","2018-05-23",null,"Oversea","E35","2","E35^ARM^64^4Port^18.5+10.1"]
[190,"9000190","X2 lowcost system CHN主机","V10105","2018-05-23",null,"China","X2","4","X2^LC^48^3Port^18.5+10.1"]
[191,"9000191","X2 lowcost system EU主机","V10106","2018-05-23",null,"Oversea","X2","4","X2^LC^48^3Port^18.5+10.1"]
[192,"9000192","X1 lowcost system CHN主机","V10107","2018-05-23",null,"China","X1","5","X1^LC^48^3Port^18.5+8"]
[193,"9000193","X1 lowcost system EU主机","V10108","2018-05-23",null,"Oversea","X1","4","X1^LC^48^3Port^15+8"]
[194,"9000194","VINNO G50-4P-21.5 LCD system EU主机","V10109","2018-06-01","2020-05-25","Oversea","G50","4","G50^DSP^128^4Port^21.5+10.1"]
[195,"9000195","VINNO E35-4P-21.5 LCD system EU主机","V10110","2018-06-01",null,"Oversea","E35","4","E35^ARM^64^4Port^21.5+10.1"]
[196,"9000196","VINNO Q3E-3C-CN主机","V10129","2018-06-12",null,"China","Q3E-3C","0","Q3E^HH^32"]
[197,"9000197","VINNO Q3-3C-CN主机","V10130","2018-06-12",null,"China","Q3-3C","0","Q3^HH^32"]
[198,"9000198","VINNO Q3S-3C-CN主机","V10131","2018-06-12",null,"China","Q3S-3C","0","Q3S^HH^32"]
[199,"9000199","VINNO Q5E-3C-CN主机","V10132","2018-06-12",null,"China","Q5E-3C","0","Q5E^HH^32"]
[200,"9000200","VINNO Q5-3C-CN主机","V10133","2018-06-12",null,"China","Q5-3C","0","Q5^HH^32"]
[201,"9000201","VINNO Q5S-3C-CN主机","V10134","2018-06-12",null,"China","Q5S-3C","0","Q5S^HH^32"]
[202,"9000202","VINNO Q7E-3C-CN主机","V10135","2018-06-12",null,"China","Q7E-3C","0","Q7E^HH^32"]
[203,"9000203","VINNO Q7-3C-CN主机","V10136","2018-06-12",null,"China","Q7-3C","0","Q7^HH^32"]
[204,"9000204","VINNO Q7S-3C-CN主机","V10137","2018-06-12",null,"China","Q7S-3C","0","Q7S^HH^32"]
[205,"9000205","VINNO Q3E-7L-CN主机","V10138","2018-06-12",null,"China","Q3E-7L","0","Q3E^HH^32"]
[206,"9000206","VINNO 5 LC system EU主机","V10127","2018-06-20",null,"Oversea","VINNO5","2","VINNO5^LC^48^1Port^15+8"]
[207,"9000207","VINNO 5 LC system CHN主机","V10128","2018-06-20",null,"China","VINNO5","2","VINNO5^LC^48^1Port^15+8"]
[208,"9000208","E10三口 VET system bom-EN主机","V10111","2018-07-04",null,"Oversea#China","E10Vet","4","E10Vet^LC^48^3Port^18.5+10.1"]
[209,"9000209","VINNO Q3-7L-CN主机","V10139","2018-07-18",null,"China","Q3-7L","0","Q3^HH^32"]
[210,"9000210","VINNO Q3S-7L-CN主机","V10140","2018-07-18",null,"China","Q3S-7L","0","Q3S^HH^32"]
[211,"9000211","VINNO Q5E-7L-CN主机","V10141","2018-07-18",null,"China","Q5E-7L","0","Q5E^HH^32"]
[212,"9000212","VINNO Q5-7L-CN主机","V10142","2018-07-18",null,"China","Q5-7L","0","Q5^HH^32"]
[213,"9000213","VINNO 75 system CH主机","V10112","2018-07-18",null,"China","V75","0","V75^DSP^192^4+1Port^21.5\"+13.3\""]
[214,"9000214","VINNO Q5S-7L-CN主机","V10143","2018-07-18",null,"China","Q5S-7L","0","Q5S^HH^32"]
[215,"9000215","VINNO Q7E-7L-CN主机","V10144","2018-08-31",null,"China","Q7E-7L","0","Q7E^HH^32"]
[216,"9000216","VINNO Q7-7L-CN主机","V10145","2018-08-31",null,"China","Q7-7L","0","Q7^HH^32"]
[217,"9000217","VINNO Q7S-7L-CN主机","V10146","2018-08-31",null,"China","Q7S-7L","0","Q7S^HH^32"]
[218,"9000218","VINNO Q3E-2P-CN主机","V10147","2018-08-31",null,"China","Q3E-2P","0","Q3E^HH^32"]
[219,"9000219","VINNO Q3-2P-CN主机","V10148","2018-08-31",null,"China","Q3-2P","0","Q3^HH^32"]
[220,"9000220","VINNO Q3S-2P-CN主机","V10149","2018-08-31",null,"China","Q3S-2P","0","Q3S^HH^32"]
[221,"9000221","VINNO Q5E-2P-CN主机","V10150","2018-08-31",null,"China","Q5E-2P","0","Q5E^HH^32"]
[222,"9000222","VINNO Q5-2P-CN主机","V10151","2018-08-31",null,"China","Q5-2P","0","Q5^HH^32"]
[223,"9000223","VINNO Q5S-2P-CN主机","V10152","2018-08-31",null,"China","Q5S-2P","0","Q5S^HH^32"]
[224,"9000224","VINNO Q7E-2P-CN主机","V10153","2018-08-31",null,"China","Q7E-2P","0","Q7E^HH^32"]
[225,"9000225","VINNO Q7-2P-CN主机","V10154","2018-08-31",null,"China","Q7-2P","0","Q7^HH^32"]
[226,"9000226","VINNO Q7S-2P-CN主机","V10155","2018-08-31",null,"China","Q7S-2P","0","Q7S^HH^32"]
[227,"9000227","VINNO E30-4P system EU主机","V10090","2018-09-06",null,"Oversea","E30","4","E30^ARM^64^4Port^18.5+10.1"]
[228,"9000228","VINNO 75 system CHN主机",null,"2018-09-10","2018-12-06",null,null,null,"重复废除"]
[229,"9000229","VINNO 65 system CHN主机",null,"2018-09-10","2019-08-23","China","V65","0","V65^DSP^128^4+1Port^21.5\"+13.3\""]
[230,"9000230","VINNO G65 system CHN主机",null,"2018-09-10","2018-12-06",null,null,null,"重复废除"]
[231,"9000231","VINNO E30-4P-21.5 LCD system EU主机","V10156","2018-09-19",null,"Oversea","E30","6","E30^ARM^64^4Port^21.5+10.1"]
[232,"9000232","VINNO M55-4P-21.5 LCD system EU主机","V10157","2018-09-19","2020-05-25","Oversea","M55","4","M55^DSP^128^4Port^21.5+10.1"]
[233,"9000233","VINNO M50-4P-21.5 LCD system EU主机","V10158","2018-09-19",null,"Oversea","M50","4","M50^DSP^128^4Port^21.5+10.1"]
[234,"9000234","VINNO G55 VET system主机","V10159","2018-09-21",null,"Oversea#China","G55Vet","0","G55Vet^DSP^128^3+1Port^18.5+10.1"]
[235,"9000235","VINNO M55 VET system主机","V10160","2018-09-21",null,"Oversea#China","M55Vet","0","M55Vet^DSP^128^3+1Port^18.5+10.1"]
[236,"9000236","VINNO E35 VET system主机","V10161","2018-09-21",null,"Oversea#China","E35Vet","0","E35Vet^ARM^64^3+1Port^18.5+10.1"]
[237,"9000237","VINNO X35 VET system主机","V10162","2018-09-21",null,"Oversea#China","X35Vet","0","X35Vet^ARM^64^3+1Port^18.5+10.1"]
[238,"9000238","VINNO E35-21.5 LCD system EU主机","V10163","2018-10-19",null,"Oversea","E35","3","E35^ARM^64^3+1Port^21.5+10.1"]
[239,"9000239","VINNO E30-21.5 LCD system EU主机","V10164","2018-10-19",null,"Oversea","E30","5","E30^ARM^64^3+1Port^21.5+10.1"]
[240,"9000240","VINNO M50-4P-21.5 LCD 巴西版主机","V10165","2018-10-24",null,"Oversea","M50","4","M50^DSP^128^4Port^21.5+10.1"]
[241,"9000241","VINNO M50 巴西版主机","V10166","2018-10-24","2020-05-25","Oversea","M50","0","M50^DSP^128^3+1Port^18.5+10.1"]
[242,"9000242","VINNO E20 巴西版主机","V10167","2018-10-24",null,"Oversea","E20","0","E20^ARM^64^3Port^18.5+10.1"]
[243,"9000243","VINNO E10 巴西版主机","V10168","2018-10-24",null,"Oversea","E10","4","E10^LC^48^3Port^18.5+10.1"]
[244,"9000244","VINNO G60 巴西版主机","V10169","2018-10-24",null,"Oversea","G60","0","G60^DSP^128^4+1Port^21.5+13.3"]
[245,"9000245","VINNO V5 巴西版主机","V10170","2018-10-24",null,"Oversea","VINNO5","2","VINNO5^LC^48^1Port^15+8"]
[246,"9000246","VINNO V6 巴西版主机","V10171","2018-10-24",null,"Oversea","VINNO6","0","VINNO6^ARM^64^1Port^15+8"]
[247,"9000247","V8 MSK中国版主机","V10172","2018-11-08","2019-06-27","MSKCN","VINNO8","0","VINNO8^ARM^128^1Port^15+8"]
[248,"9000248","V8 MSK 国际版主机","V10173","2018-11-08","2019-06-27","MSK","VINNO8","0","VINNO8^ARM^128^1Port^15+8"]
[249,"9000249","V6 MSK中国版主机","V10174","2018-11-08","2019-06-27","MSKCN","VINNO6","0","VINNO6^ARM^64^1Port^15+8"]
[250,"9000250","V6 MSK 国际版主机","V10175","2018-11-08","2019-06-27","MSK","VINNO6","0","VINNO6^ARM^64^1Port^15+8"]
[251,"9000251","V5 MSK中国版主机","V10176","2018-11-08","2019-06-27","MSKCN","VINNO5","0","VINNO5^ARM^48^1Port^15+8"]
[252,"9000252","V3 MSK 国际版主机","V10177","2018-11-08","2019-06-27","MSK","VINNO3","0","VINNO3^LC^48^1Port^15+8"]
[253,"9000253","V3 MSK中国版主机","V10178","2018-11-08","2019-06-27","MSKCN","VINNO3","0","VINNO3^LC^48^1Port^15+8"]
[254,"9000254","X5 MSK中国版主机","V10179","2018-11-08","2019-06-27","MSKCN","X5","3","X5^ARM^64^3Port^18.5+10.1"]
[255,"9000255","X5 MSK 国际版主机","V10180","2018-11-08","2019-12-25","MSK","X5","3","X5^ARM^64^3Port^18.5+10.1"]
[256,"9000256","VINNO Q3E-3C巴西版主机","V10381","2018-11-29",null,"Oversea","Q3E-3C","0","Q3E^HH^32"]
[257,"9000257","VINNO Q3-3C巴西版主机","V10382","2018-11-29",null,"Oversea","Q3-3C","0","Q3^HH^32"]
[258,"9000258","VINNO Q3S-3C巴西版主机","V10383","2018-11-29",null,"Oversea","Q3S-3C","0","Q3S^HH^32"]
[259,"9000259","VINNO Q5E-3C巴西版主机","V10384","2018-11-29",null,"Oversea","Q5E-3C","0","Q5E^HH^32"]
[260,"9000260","VINNO Q5-3C巴西版主机","V10385","2018-11-29",null,"Oversea","Q5-3C","0","Q5^HH^32"]
[261,"9000261","VINNO Q5S-3C巴西版主机","V10386","2018-11-29",null,"Oversea","Q5S-3C","0","Q5S^HH^32"]
[262,"9000262","VINNO Q7E-3C-EU主机","V10234","2018-11-29",null,"Oversea","Q7E-3C","0","Q7E^HH^32"]
[263,"9000263","VINNO Q7-3C-EU主机","V10235","2018-11-29",null,"Oversea","Q7-3C","0","Q7^HH^32"]
[264,"9000264","VINNO Q7S-3C-EU主机","V10236","2018-11-29",null,"Oversea","Q7S-3C","0","Q7S^HH^32"]
[265,"9000265","VINNO Q3E-7L巴西版主机","V10387","2018-11-29",null,"Oversea","Q3E-7L","0","Q3E^HH^32"]
[266,"9000266","VINNO Q3-7L巴西版主机","V10388","2018-11-29",null,"Oversea","Q3-7L","0","Q3^HH^32"]
[267,"9000267","VINNO Q3S-7L巴西版主机","V10389","2018-11-29",null,"Oversea","Q3S-7L","0","Q3S^HH^32"]
[268,"9000268","VINNO Q5E-7L巴西版主机","V10390","2018-11-29",null,"Oversea","Q5E-7L","0","Q5E^HH^32"]
[269,"9000269","VINNO Q5-7L巴西版主机","V10391","2018-11-29",null,"Oversea","Q5-7L","0","Q5^HH^32"]
[270,"9000270","VINNO Q5S-7L巴西版主机","V10392","2018-11-29",null,"Oversea","Q5S-7L","0","Q5S^HH^32"]
[271,"9000271","VINNO Q7E-7L-EU主机","V10243","2018-11-29",null,"Oversea","Q7E-7L","0","Q7E^HH^32"]
[272,"9000272","VINNO Q7-7L-EU主机","V10244","2018-11-29",null,"Oversea","Q7-7L","0","Q7^HH^32"]
[273,"9000273","VINNO Q7S-7L-EU主机","V10245","2018-11-29",null,"Oversea","Q7S-7L","0","Q7S^HH^32"]
[274,"9000274","VINNO Q3E-2P巴西版主机","V10393","2018-11-29",null,"Oversea","Q3E-2P","0","Q3E^HH^32"]
[275,"9000275","VINNO Q3-2P巴西版主机","V10394","2018-11-29",null,"Oversea","Q3-2P","0","Q3^HH^32"]
[276,"9000276","VINNO Q3S-2P巴西版主机","V10395","2018-11-29",null,"Oversea","Q3S-2P","0","Q3S^HH^32"]
[277,"9000277","VINNO Q5E-2P巴西版主机","V10396","2018-11-29",null,"Oversea","Q5E-2P","0","Q5E^HH^32"]
[278,"9000278","VINNO Q5-2P巴西版主机","V10397","2018-11-29",null,"Oversea","Q5-2P","0","Q5^HH^32"]
[279,"9000279","VINNO Q5S-2P巴西版主机","V10398","2018-11-29",null,"Oversea","Q5S-2P","0","Q5S^HH^32"]
[280,"9000280","VINNO Q7E-2P-EU主机","V10252","2018-11-29",null,"Oversea","Q7E-2P","0","Q7E^HH^32"]
[281,"9000281","VINNO Q7-2P-EU主机","V10253","2018-11-29",null,"Oversea","Q7-2P","0","Q7^HH^32"]
[282,"9000282","VINNO Q7S-2P-EU主机","V10254","2018-11-29",null,"Oversea","Q7S-2P","0","Q7S^HH^32"]
[283,"9000283","VINNO G55-21.5 LCD system CHN主机","V10181","2018-12-06",null,"China","G55","3","G55^DSP^128^3+1Port^21.5+10.1"]
[284,"9000284","VINNO M55-21.5 LCD system CHN主机","V10182","2018-12-06",null,"China","M55","3","M55^DSP^128^3+1Port^21.5+10.1"]
[285,"9000285","VINNO X65-21.5 LCD system CHN主机","V10183","2018-12-06",null,"China","X65","3","X65^DSP^128^3+1Port^21.5+10.1"]
[286,"9000286","VINNO X55-21.5 LCD system CHN主机","V10184","2018-12-06",null,"China","X55","3","X55^DSP^128^3+1Port^21.5+10.1"]
[287,"9000287","VINNO E35-21.5 LCD system CHN主机","V10185","2018-12-06",null,"China","E35","3","E35^ARM^64^3+1Port^21.5+10.1"]
[288,"9000288","VINNO X35-21.5 LCD system CHN主机","V10186","2018-12-06",null,"China","X35","3","X35^ARM^64^3+1Port^21.5+10.1"]
[289,"9000289","VINNO X33-21.5 LCD system CHN主机","V10187","2018-12-06",null,"China","X33","3","X33^ARM^64^3+1Port^21.5+10.1"]
[290,"9000290","VINNO V5 VET_LC主机","V10039","2018-12-25",null,"Oversea#China","VINNO5Vet","2","VINNO5Vet^LC^48^1Port^15+8"]
[291,"9000291","VINNO V3 VET主机","V10188","2018-12-25",null,"Oversea#China","VINNO3Vet","0","VINNO3Vet^LC^48^1Port^15+8"]
[292,"9000292","VINNO5 LC国际版MSK主机","V10036","2018-12-28","2019-12-25","MSK","VINNO5","2","VINNO5^LC^48^1Port^15+8"]
[293,"9000293","VINNO5 LC中国版MSK主机","V10176","2018-12-28","2019-12-25","MSKCN","VINNO5","2","VINNO5^LC^48^1Port^15+8"]
[294,"9000294","X1 lowcost system 国际版主机","V10108","2018-12-31","2019-12-25","Oversea","X1","6","X1^LC^48^3Port^15.6+8"]
[295,"9000295","X1 Vet 15.6 LCD 主机","V10055","2019-01-29","2019-06-27","Oversea#China","X1Vet","6","X1Vet^LC^48^3Port^15.6+8"]
[296,"9000296","E20-4P海外版主机","V10189","2019-02-18",null,"Oversea","E20","3","E20^ARM^64^4Port^18.5+10.1"]
[297,"9000297","X3-4P海外版主机","V10190","2019-02-18",null,"Oversea","X3","3","X3^ARM^64^4Port^18.5+10.1"]
[298,"9000298","E20-4P国内版主机","V10191","2019-02-18",null,"China","E20","3","E20^ARM^64^4Port^18.5+10.1"]
[299,"9000299","X3-4P国内版主机","V10192","2019-02-18",null,"China","X3","3","X3^ARM^64^4Port^18.5+10.1"]
[300,"9000300","SONOPOST SP-00001魔盒","V10307","2019-02-25",null,null,null,"\u007f","\u007f"]
[301,"9000301","VINNO6 LAB主机","V10193","2019-02-27",null,"LAB","VINNO6Vet","0","VINNO6Vet^ARM^64^1Port^15+8"]
[302,"9000302","VINNO70 LAB主机","V10194","2019-03-13",null,"LAB","V70Vet","0","V70Vet^DSP^192^4+1Port^21.5+13.3"]
[303,"9000303","VINNO70 VET主机","V10195","2019-03-13","2019-05-15","Oversea#China","V70Vet","0","V70Vet^DSP^192^4+1Port^21.5+13.3"]
[304,"9000304","VINNO G55_ARM System EU主机","V10063","2019-04-11",null,"Oversea","G55","5","G55^ARM^128^3+1Port^18.5+10.1"]
[305,"9000305","VINNO G55_ARM-4P-21.5LCD System EU主机","V10102","2019-04-11",null,"Oversea","G55","8","G55^ARM^128^4Port^21.5+10.1"]
[306,"9000306","VINNO G55_ARM-4P System EU主机","V10103","2019-04-11",null,"Oversea","G55","6","G55^ARM^128^4Port^18.5+10.1"]
[307,"9000307","VINNO G55_ARM-21.5LCD System CHN主机","V10181","2019-04-11",null,"China","G55","7","G55^ARM^128^3+1Port^21.5+10.1"]
[308,"9000308","VINNO G55_ARM System CHN主机","V10346","2019-04-11",null,"China","G55","5","G55^ARM^128^3+1Port^18.5+10.1"]
[309,"9000309","VINNO A6 system EU主机","V10217","2019-04-16",null,"Oversea","A6","0","A6^TOONA^32^3Port^15.6"]
[310,"9000310","VINNO A6 system CHN主机","V10515","2019-04-16",null,"China","A6","0","A6^TOONA^32^3Port^15.6"]
[311,"9000311","X1 lowcost（增高）国内版主机","V10107","2019-04-16",null,"China","X1","5","X1^LC^48^3Port^18.5+8"]
[312,"9000312","X1 lowcost（增高 ）国际版主机","V10108","2019-04-16",null,"Oversea","X1","6","X1^LC^48^3Port^15.6+8"]
[313,"9000313","X1 Vet（增高）15.6 LCD 主机","V10055","2019-04-16",null,"Oversea#China","X1Vet","6","X1Vet^LC^48^3Port^15.6+8"]
[314,"9000314","E20-4P-21.5海外版主机","V10197","2019-04-30",null,"Oversea","E20","4","E20^ARM^64^4Port^21.5+10.1"]
[315,"9000315","E20-4P-21.5国内版主机","V10198","2019-04-30",null,"China","E20","4","E20^ARM^64^4Port^21.5+10.1"]
[316,"9000316","X3-4P-21.5海外版主机","V10199","2019-04-30",null,"Oversea","X3","4","X3^ARM^64^4Port^21.5+10.1"]
[317,"9000317","X3-4P-21.5国内版主机","V10200","2019-04-30",null,"China","X3","4","X3^ARM^64^4Port^21.5+10.1"]
[318,"9000318","VINNO D100 VET system主机","V10201","2019-05-14",null,"VET","D100Vet","4","D100Vet^LC^48^3Port^18.5+10.1"]
[319,"9000319","VINNO D300 VET system主机","V10202","2019-05-14",null,"VET","D300Vet","0","D300Vet^ARM^64^3+1Port^18.5+10.1"]
[320,"9000320","VINNO D500 VET system主机","V10203","2019-05-14",null,"VET","D500Vet","0","D500Vet^DSP^128^3+1Port^18.5+10.1"]
[321,"9000321","VINNO D700 VET system主机","V10204","2019-05-14",null,"VET","D700Vet","0","D700Vet^DSP^192^4+1Port^21.5+13.3"]
[322,"9000322","VINNO D6 VET system主机","V10205","2019-05-14",null,"VET","D6Vet","0","D6Vet^ARM^64^1Port^15+8"]
[323,"9000323","VINNO D5 VET system主机","V10206","2019-05-14",null,"VET","D5Vet","2","D5Vet^LC^48^1Port^15+8"]
[324,"9000324","VINNO D3 VET system主机","V10207","2019-05-14",null,"VET","D3Vet","0","D3Vet^TOONA^32^3Port^15.6"]
[325,"9000325","E35-4P-21.5 巴西版主机","V10208","2019-05-28",null,"Oversea","E35","4","E35^ARM^64^4Port^21.5+10.1"]
[326,"9000326","VINNO E20-4P 巴西版主机","V10215","2019-06-20",null,"Oversea","E20","3","E20^ARM^64^4Port^18.5+10.1"]
[327,"9000327","D6 LAB主机","V10193","2019-06-28",null,"LAB","D6Vet","0","D6Vet^ARM^64^1Port^15+8"]
[328,"9000328","D700 LAB主机","V10194","2019-06-28",null,"LAB","D700Vet","0","D700Vet^DSP^192^4+1Port^21.5+13.3"]
[329,"9000329","VINNO A6e system EU主机","V10218","2019-07-12",null,"Oversea","A6e","0","A6e^TOONA^32^3Port^15.6"]
[330,"9000330","VINNO A6e system CHN主机","V10516","2019-07-12",null,"China","A6e","0","A6e^TOONA^32^3Port^15.6"]
[331,"9000331","VINNO A6p system EU主机","V10219","2019-07-12",null,"Oversea","A6p","0","A6p^TOONA^32^3Port^15.6"]
[332,"9000332","VINNO A6p system CHN主机","V10517","2019-07-12",null,"China","A6p","0","A6p^TOONA^32^3Port^15.6"]
[333,"9000333","VINNO A5 system EU主机","V10220","2019-07-12",null,"Oversea","A5","0","A5^TOONA^32^2Port^15.6"]
[334,"9000334","VINNO A5 system CHN主机","V10518","2019-07-12",null,"China","A5","0","A5^TOONA^32^2Port^15.6"]
[335,"9000335","VINNO A5e system EU主机","V10221","2019-07-12",null,"Oversea","A5e","0","A5e^TOONA^32^3Port^15.6"]
[336,"9000336","VINNO A5e system CHN主机","V10519","2019-07-12",null,"China","A5e","0","A5e^TOONA^32^3Port^15.6"]
[337,"9000337","VINNO A5p system EU主机","V10222","2019-07-12",null,"Oversea","A5p","0","A5p^TOONA^32^2Port^15.6"]
[338,"9000338","VINNO A5p system CHN主机","V10520","2019-07-12",null,"China","A5p","0","A5p^TOONA^32^2Port^15.6"]
[339,"9000339","VINNO A3 system EU主机","V10223","2019-07-12",null,"Oversea","A3","0","A3^TOONA^32^2Port^15.6"]
[340,"9000340","VINNO A3 system CHN主机","V10521","2019-07-12",null,"China","A3","0","A3^TOONA^32^2Port^15.6"]
[341,"9000341","VINNO A3p system EU主机","V10224","2019-07-12",null,"Oversea","A3p","0","A3p^TOONA^32^1Port^15.6"]
[342,"9000342","VINNO A3p system CHN主机","V10522","2019-07-12",null,"China","A3p","0","A3p^TOONA^32^1Port^15.6"]
[343,"9000343","VINNO A2 system EU主机","V10523","2019-07-12",null,"Oversea","A2","0","A2^TOONA^32^2Port^15.6"]
[344,"9000344","VINNO A2 system CHN主机","V10524","2019-07-12",null,"China","A2","0","A2^TOONA^32^2Port^15.6"]
[345,"9000345","VINNO A2p system EU主机","V10525","2019-07-12",null,"Oversea","A2p","0","A2p^TOONA^32^1Port^15.6"]
[346,"9000346","VINNO A2p system CHN主机","V10526","2019-07-12",null,"China","A2p","0","A2p^TOONA^32^1Port^15.6"]
[347,"9000347","VINNO A1 system EU主机","V10527","2019-07-12",null,"Oversea","A1","0","A1^TOONA^32^2Port^15.6"]
[348,"9000348","VINNO A1 system CHN主机","V10528","2019-07-12",null,"China","A1","0","A1^TOONA^32^2Port^15.6"]
[349,"9000349","VINNO A1p system EU主机","V10529","2019-07-12",null,"Oversea","A1p","0","A1p^TOONA^32^1Port^15.6"]
[350,"9000350","VINNO A1p system CHN主机","V10530","2019-07-12",null,"China","A1p","0","A1p^TOONA^32^1Port^15.6"]
[351,"9000351","ULTIMUS 9 system CHN主机",null,"2019-07-16",null,"China","ULTIMUS9","0","ULTIMUS9^Tu-G1^256^6Port^23.8/27+13.3"]
[352,"9000352","VINNO G50 ARM System EU主机","V10006","2019-07-16",null,"Oversea","G50","5","G50^ARM^128^3+1Port^18.5+10.1"]
[353,"9000353","E20-21.5 LCD VET system bom-EN主机","V10216","2019-07-16",null,"Oversea#China","E20Vet","2","E20Vet^ARM^64^3Port^21.5+10.1"]
[354,"9000354","VINNO G50 ARM System CHN主机","V10005","2019-07-16",null,"China","G50","5","G50^ARM^128^3+1Port^18.5+10.1"]
[355,"9000355","VINNO D2 VET system 主机","V10227","2019-07-16",null,"VET","D2Vet","0","D2Vet^TOONA^32^2Port^15.6"]
[356,"9000356","VINNO G50 ARM-4P System EU主机","V10087","2019-07-16",null,"Oversea","G50","6","G50^ARM^128^4Port^18.5+10.1"]
[357,"9000357","VINNO G50 ARM-4p System CHN主机","V10084","2019-07-16",null,"China","G50","6","G50^ARM^128^4Port^18.5+10.1"]
[358,"9000358","VINNO G80 VET system主机","V10225","2019-07-16",null,"VET","G80Vet","0","G80Vet^DSP^192^4+1Port^21.5+13.3"]
[359,"9000359","VINNO D500 ARM VET system主机","V10203","2019-07-16",null,"VET","D500Vet","5","D500Vet^ARM^128^3+1Port^18.5+10.1"]
[360,"9000360","VINNO G50 ARM_21.5 LCD-4P System EU主机","V10109","2019-07-16",null,"Oversea","G50","8","G50^ARM^128^4Port^21.5+10.1"]
[361,"9000361","VINNO M50 ARM-4P-21.5 LCD 巴西版主机","V10165","2019-07-16",null,"Oversea","M50","8","M50^ARM^128^4Port^21.5+10.1"]
[362,"9000362","VINNO M50 ARM巴西版主机","V10166","2019-07-16",null,"Oversea","M50","5","M50^ARM^128^3+1Port^18.5+10.1"]
[363,"9000363","VINNO X55 ARM-21.5 LCD system CHN主机","V10184","2019-07-17",null,"China","X55","7","X55^ARM^128^3+1Port^21.5+10.1"]
[364,"9000364","VINNO X65 ARM-21.5 LCD system CHN主机","V10183","2019-07-17",null,"China","X65","7","X65^ARM^128^3+1Port^21.5+10.1"]
[365,"9000365","VINNO M55 ARM-21.5 LCD system CHN主机","V10182","2019-07-17",null,"China","M55","7","M55^ARM^128^3+1Port^21.5+10.1"]
[366,"9000366","VINNO M50 ARM system EU主机","V10010","2019-07-17",null,"Oversea","M50","5","M50^ARM^128^3+1Port^18.5+10.1"]
[367,"9000367","VINNO M55 ARM system EU主机","V10064","2019-07-17",null,"Oversea","M55","5","M55^ARM^128^3+1Port^18.5+10.1"]
[368,"9000368","VINNO X65 ARM system EU主机","V10097","2019-07-17",null,"Oversea","X65","5","X65^ARM^128^3+1Port^18.5+10.1"]
[369,"9000369","VINNO X55 ARM system CHN主机","V10347","2019-07-17",null,"China","X55","5","X55^ARM^128^3+1Port^18.5+10.1"]
[370,"9000370","VINNO X65 ARM system CHN主机","V10348","2019-07-17",null,"China","X65","5","X65^ARM^128^3+1Port^18.5+10.1"]
[371,"9000371","VINNO M55 ARM system CHN主机","V10349","2019-07-17",null,"China","M55","5","M55^ARM^128^3+1Port^18.5+10.1"]
[372,"9000372","VINNO M50 ARM system CHN主机","V10009","2019-07-17",null,"China","M50","5","M50^ARM^128^3+1Port^18.5+10.1"]
[373,"9000373","VINNO X7 ARM system CHN主机","V10017","2019-07-17",null,"China","X7","5","X7^ARM^128^3+1Port^18.5+10.1"]
[374,"9000374","VINNO X6 ARM system EU主机","V10067","2019-07-17",null,"Oversea","X6","5","X6^ARM^128^3+1Port^18.5+10.1"]
[375,"9000375","VINNO X7 ARM system EU主机","V10066","2019-07-17",null,"Oversea","X7","5","X7^ARM^128^3+1Port^18.5+10.1"]
[376,"9000376","VINNO M50 ARM-4P-21.5 LCD system EU主机","V10158","2019-07-17",null,"Oversea","M50","8","M50^ARM^128^4Port^21.5+10.1"]
[377,"9000377","VINNO M55 ARM-4P-21.5 LCD system EU主机","V10157","2019-07-17",null,"Oversea","M55","8","M55^ARM^128^4Port^21.5+10.1"]
[378,"9000378","VINNO M55 ARM-4P system EU主机","V10104","2019-07-17",null,"Oversea","M55","6","M55^ARM^128^4Port^18.5+10.1"]
[379,"9000379","VINNO M50 ARM-4P system CHN主机","V10085","2019-07-17",null,"China","M50","6","M50^ARM^128^4Port^18.5+10.1"]
[380,"9000380","VINNO X6 ARM-4P system CHN主机","V10079","2019-07-17",null,"China","X6","6","X6^ARM^128^4Port^18.5+10.1"]
[381,"9000381","VINNO X7 ARM-4P System CHN主机","V10078","2019-07-17",null,"China","X7","6","X7^ARM^128^4Port^18.5+10.1"]
[382,"9000382","Toona cart海外版","V10226","2019-07-17"]
[383,"9000383","VINNO X6 ARM system CHN主机","V10018","2019-07-17",null,"China","X6","5","X6^ARM^128^3+1Port^18.5+10.1"]
[384,"9000384","E10-21.5 海外版主机","V10257","2019-07-19",null,"Oversea","E10","5","E10^LC^48^3Port^21.5+10.1"]
[385,"9000385","VINNO M55 VET ARM system 主机","V10160","2019-07-19",null,"Oversea#China","M55Vet","5","M55Vet^ARM^128^3+1Port^18.5+10.1"]
[386,"9000386","ULTIMUS 9P system CHN主机",null,"2019-07-19",null,"China","ULTIMUS9P","0","ULTIMUS9P^Tu-G1^256^6Port^23.8/27+13.3"]
[387,"9000387","ULTIMUS 9E system CHN主机_旗舰版","V10628","2019-09-05",null,"China","ULTIMUS9E","2","ULTIMUS9E^Tu-G1^128^6Port^23.8/27+13.3"]
[388,"9000388","ULTIMUS 8  system CHN主机",null,"2019-09-05",null,"China","ULTIMUS8","1","ULTIMUS8^Tu-G1^192^6Port^23.8/27+13.3"]
[389,"9000389","ULTIMUS 8P system CHN主机_全身应用版","V10629","2019-09-05",null,"China","ULTIMUS8P","2","ULTIMUS8P^Tu-G1^128^6Port^23.8/27+13.3"]
[390,"9000390","ULTIMUS 8E system CHN主机","V10631","2019-09-05",null,"China","ULTIMUS8E","2","ULTIMUS8E^Tu-G1^128^6Port^23.8/27+13.3"]
[391,"9000391","ULTIMUS 7  system CHN主机",null,"2019-09-05",null,"China","ULTIMUS7","1","ULTIMUS7^Tu-G1^192^6Port^23.8/27+13.3"]
[392,"9000392","ULTIMUS 7P system CHN主机_全身应用版","V10630","2019-09-05",null,"China","ULTIMUS7P","2","ULTIMUS7P^Tu-G1^128^6Port^23.8/27+13.3"]
[393,"9000393","ULTIMUS 7E system CHN主机",null,"2019-09-05",null,"China","ULTIMUS7E","1","ULTIMUS7E^Tu-G1^192^6Port^23.8/27+13.3"]
[394,"9000394","ULTIMUS 6  system CHN主机",null,"2019-09-05",null,"China","ULTIMUS6","2","ULTIMUS6^Tu-G1^128^6Port^23.8/27+13.3"]
[395,"9000395","ULTIMUS 6P system CHN主机",null,"2019-09-05",null,"China","ULTIMUS6P","2","ULTIMUS6P^Tu-G1^128^6Port^23.8/27+13.3"]
[396,"9000396","ULTIMUS 6E system CHN主机",null,"2019-09-05",null,"China","ULTIMUS6E","2","ULTIMUS6E^Tu-G1^128^6Port^23.8/27+13.3"]
[397,"9000397","ULTIMUS 5  system CHN主机",null,"2019-09-05",null,"China","ULTIMUS5","2","ULTIMUS5^Tu-G1^128^6Port^23.8/27+13.3"]
[398,"9000398","ULTIMUS 5P system CHN主机",null,"2019-09-05",null,"China","ULTIMUS5P","2","ULTIMUS5P^Tu-G1^128^6Port^23.8/27+13.3"]
[399,"9000399","ULTIMUS 5E system CHN主机",null,"2019-09-05",null,"China","ULTIMUS5E","2","ULTIMUS5E^Tu-G1^128^6Port^23.8/27+13.3"]
[400,"9000400","VINNO A5 德文版主机","V10255","2019-11-11",null,"Oversea","A5","0","A5^TOONA^32^2Port^15.6"]
[401,"9000401","VINNO A6 德文版主机","V10256","2019-11-11",null,"Oversea","A6","0","A6^TOONA^32^3Port^15.6"]
[402,"9000402","X8 system EN_24in LCD主机",null,"2019-11-12",null,"Oversea","X8","0","X8^DSP^128^4+1Port^24\"+13.3\""]
[403,"9000403","X9 system EN_24in LCD主机",null,"2019-11-12",null,"Oversea","X9","0","X9^DSP^192^4+1Port^24\"+13.3\""]
[404,"9000404","60 system EN_24in LCD主机",null,"2019-11-12",null,"Oversea","V60","0","V60^DSP^128^4+1Port^24\"+13.3\""]
[405,"9000405","70 system EN_24in LCD主机",null,"2019-11-12",null,"Oversea","V70","0","V70^DSP^192^4+1Port^24\"+13.3\""]
[406,"9000406","75 system EN_24in LCD主机",null,"2019-11-12",null,"Oversea","V75","0","V75^DSP^192^4+1Port^24\"+13.3\""]
[407,"9000407","80 system EN_24in LCD主机",null,"2019-11-12",null,"Oversea","V80","2","V80^DSP^192^4Port^24\"+13.3\""]
[408,"9000408","G60 system EN_24in LCD主机",null,"2019-11-12",null,"Oversea","G60","0","G60^DSP^128^4+1Port^24+13.3"]
[409,"9000409","G65 system EN_24in LCD主机",null,"2019-11-12",null,"Oversea","G65","0","G65^DSP^128^4+1Port^24+13.3"]
[410,"9000410","G80 system EN_24in LCD主机",null,"2019-11-12",null,"Oversea","G80","0","G80^DSP^192^4+1Port^24+13.3"]
[411,"9000411","M80 system EN_24in LCD主机",null,"2019-11-12",null,"Oversea","M80","0","M80^DSP^192^4+1Port^24\"+13.3\""]
[412,"9000412","M80五口 system EN_24in LCD主机",null,"2019-11-12",null,"Oversea","M80","3","M80^DSP^192^5Port^24\"+13.3\""]
[413,"9000413","E10 Lowcost System Bom-CN四口主机",null,"2019-12-09",null,"China","E10","6","E10^LC^48^4Port^18.5+10.1"]
[414,"9000414","E10 Lowcost System Bom-EN四口主机",null,"2019-12-09",null,"Oversea","E10","6","E10^LC^48^4Port^18.5+10.1"]
[415,"9000415","X1 Lowcost（增高）国际版四口主机",null,"2019-12-09",null,"Oversea","X1","8","X1^LC^48^4Port^15.6+8"]
[416,"9000416","X1 Lowcost （增高）国内版四口主机",null,"2019-12-09",null,"China","X1","7","X1^LC^48^4Port^18.5+8"]
[417,"9000417","X2 Lowcost System CH-四口主机",null,"2019-12-09",null,"China","X2","6","X2^LC^48^4Port^18.5+10.1"]
[418,"9000418","X2 Lowcost System EU-四口主机",null,"2019-12-09",null,"Oversea","X2","6","X2^LC^48^4Port^18.5+10.1"]
[419,"9000419","VINNO D550 ARM-4P-21.5-TEE VET主机","V10258","2019-12-09",null,"VET","D550Vet","10","D550Vet^ARM^128^4Port^21.5+10.1"]
[420,"9000420","VINNO G86-G1-5P-23.8-海外主机","V10465","2019-12-09","2022-02-23","Oversea","G86","7","G86^NLP-G1^192^5Port^23.8+13.3"]
[421,"9000421","E10-21.5 海外版四口主机",null,"2019-12-09",null,"Oversea","E10","7","E10^LC^48^4Port^21.5+10.1"]
[422,"9000422","VINNO G86E-G2-5P-23.8-海外主机","V10259","2019-12-25",null,"Oversea","G86E","2","G86E^MLP-G2^192^5Port^23.8+13.3"]
[423,"9000423","VINNO G86P-G2-5P-27-海外主机","V10260","2019-12-25",null,"Oversea","G86P","2","G86P^MLP-G2^192^5Port^27+13.3"]
[424,"9000424","VINNO M86E-G2-5P-23.8-海外主机","V10261","2019-12-25",null,"Oversea","M86E","5","M86E^MLP-G2^192^5Port^23.8^13.3"]
[425,"9000425","VINNO M86P-G2-5P-27-海外主机","V10262","2019-12-25",null,"Oversea","M86P","5","M86P^NLP-G2^192^5Port^27+13.3"]
[426,"9000426","VINNO 75E-G2-5P-23.8-海外主机","V10263","2019-12-25",null,"Oversea","V75E","5","V75E^NLP-G2^192^5Port^23.8^13.3"]
[427,"9000427","VINNO 75P-G2-4P-21.5-海外主机","V10264","2019-12-25",null,"Oversea","V75P","4","V75P^NLP-G2^192^4+1Port^21.5+13.3"]
[428,"9000428","VINNO G65E-G2-4P-23.8-海外主机","V10265","2019-12-25",null,"Oversea","G65E","4","G65E^NLP-G2^128^4+1Port^23.8+13.3"]
[429,"9000429","VINNO G65P-G2-4P-21.5-海外主机","V10266","2019-12-25",null,"Oversea","G65P","4","G65P^NLP-G2^128^4+1Port^21.5+13.3"]
[430,"9000430","VINNO G55E system EU主机","V10267","2019-12-25",null,"Oversea","G55E","5","G55E^ARM^128^3+1Port^18.5+10.1"]
[431,"9000431","VINNO G55E-21.5 LCD system EU主机","V10268","2019-12-25",null,"Oversea","G55E","7","G55E^ARM^128^3+1Port^21.5+10.1"]
[432,"9000432","VINNO G55E-4P-21.5 LCD system EU主机","V10269","2019-12-25",null,"Oversea","G55E","8","G55E^ARM^128^4Port^21.5+10.1"]
[433,"9000433","VINNO G55P system EU主机","V10270","2019-12-25",null,"Oversea","G55P","5","G55P^ARM^128^3+1Port^18.5+10.1"]
[434,"9000434","VINNO G55P-21.5 LCD system EU主机","V10271","2019-12-25",null,"Oversea","G55P","7","G55P^ARM^128^3+1Port^21.5+10.1"]
[435,"9000435","VINNO G55P-4P-21.5 LCD system EU主机","V10272","2019-12-25",null,"Oversea","G55P","8","G55P^ARM^128^4Port^21.5+10.1"]
[436,"9000436","VINNO M55E system EU主机","V10273","2019-12-25",null,"Oversea","M55E","5","M55E^ARM^128^3+1Port^18.5+10.1"]
[437,"9000437","VINNO M55E-21.5 LCD system EU主机","V10274","2019-12-25",null,"Oversea","M55E","7","M55E^ARM^128^3+1Port^21.5+10.1"]
[438,"9000438","VINNO M55P system EU主机","V10275","2019-12-25",null,"Oversea","M55P","5","M55P^ARM^128^3+1Port^18.5+10.1"]
[439,"9000439","VINNO M55P-21.5 LCD system EU主机","V10276","2019-12-25",null,"Oversea","M55P","7","M55P^ARM^128^3+1Port^21.5+10.1"]
[440,"9000440","VINNO E35E system EU主机","V10277","2019-12-25",null,"Oversea","E35E","0","E35E^ARM^64^3+1Port^18.5+10.1"]
[441,"9000441","VINNO E35P system EU主机","V10278","2019-12-25",null,"Oversea","E35P","0","E35P^ARM^64^3+1Port^18.5+10.1"]
[442,"9000442","VINNO G86-G2-5P-23.8-海外主机","V10464","2020-02-19",null,"Oversea","G86","2","G86^MLP-G2^192^5Port^23.8+13.3"]
[443,"9000443","VINNO M86-G2-5P-21.5-海外主机","V10683","2020-02-19",null,"Oversea","M86","5","M86^MLP-G2^192^5Port^21.5^13.3"]
[444,"9000444","S3-4P-21.5国内版主机","V10279","2020-03-02",null,"China","S3","4","S3^ARM^64^4Port^21.5+10.1"]
[445,"9000445","S3P-21.5国内版主机","V10280","2020-03-02",null,"China","S3P","2","S3P^ARM^64^3+1Port^21.5+10.1"]
[446,"9000446","X2P-4P国内版主机","V10281","2020-03-02",null,"China","X2P","6","X2P^LC^48^4Port^18.5+10.1"]
[447,"9000447","X2E-21.5国内版主机","V10282","2020-03-02",null,"China","X2E","5","X2E^LC^48^3Port^21.5+10.1"]
[448,"9000448","S2-4P国内版主机","V10283","2020-03-02",null,"China","S2","6","S2^LC^48^4Port^18.5+10.1"]
[449,"9000449","S2P-21.5国内版主机","V10284","2020-03-02",null,"China","S2P","5","S2P^LC^48^3Port^21.5+10.1"]
[450,"9000450","E10P-4P国内版主机","V10285","2020-03-02",null,"China","E10P","6","E10P^LC^48^4Port^18.5+10.1"]
[451,"9000451","E10E-4P-21.5国内版主机","V10286","2020-03-02",null,"China","E10E","7","E10E^LC^48^4Port^21.5+10.1"]
[452,"9000452","S1-4P-21.5国内版主机","V10287","2020-03-02",null,"China","S1","10","S1^LC^48^4Port^21.5+8"]
[453,"9000453","S1P-21.5国内版主机","V10288","2020-03-02",null,"China","S1P","9","S1P^LC^48^3Port^21.5+8"]
[454,"9000454","X1P-4P-21.5国内版主机","V10289","2020-03-02",null,"China","X1P","10","X1P^LC^48^4Port^21.5+8"]
[455,"9000455","X1E国内版主机","V10290","2020-03-02",null,"China","X1E","5","X1E^LC^48^3Port^18.5+8"]
[456,"9000456","VINNO X9-G2-5P-21.5-海外主机","V10684","2020-03-10",null,"Oversea","X9","5","X9^NLP-G2^192^5Port^21.5^13.3"]
[457,"9000457","VINNO X9E-G2-4P-23.8-海外主机","V10685","2020-03-10",null,"Oversea","X9E","4","X9E^NLP-G2^192^4+1Port^23.8+13.3"]
[458,"9000458","VINNO X9P-G2-4P-21.5-海外主机","V10686","2020-03-10",null,"Oversea","X9P","4","X9P^NLP-G2^192^4+1Port^21.5+13.3"]
[459,"9000459","VINNO X9D-G2-5P-23.8-海外主机","V10687","2020-03-10",null,"Oversea","X9D","5","X9D^NLP-G2^192^5Port^23.8^13.3"]
[460,"9000460","VINNO 75-G2-5P-21.5-海外主机","V10688","2020-03-10",null,"Oversea","V75","5","V75^NLP-G2^192^5Port^21.5^13.3"]
[461,"9000461","VINNO 75D-G2-5P-23.8-海外主机","V10689","2020-03-10",null,"Oversea","V75D","5","V75D^NLP-G2^192^5Port^23.8^13.3"]
[462,"9000462","VINNO X8-G2-5P-21.5-海外主机","V10690","2020-03-10",null,"Oversea","X8","5","X8^NLP-G2^128^5Port^21.5^13.3"]
[463,"9000463","VINNO X8E-G2-4P-23.8-海外主机","V10691","2020-03-10",null,"Oversea","X8E","4","X8E^NLP-G2^128^4+1Port^23.8+13.3"]
[464,"9000464","VINNO X8P-G2-4P-21.5-海外主机","V10692","2020-03-10",null,"Oversea","X8P","4","X8P^NLP-G2^128^4+1Port^21.5+13.3"]
[465,"9000465","VINNO X8D-G2-5P-23.8-海外主机","V10693","2020-03-10",null,"Oversea","X8D","5","X8D^NLP-G2^128^5Port^23.8^13.3"]
[466,"9000466","VINNO 65-G2-5P-21.5-海外主机","V10694","2020-03-10",null,"Oversea","V65","5","V65^NLP-G2^128^5Port^21.5^13.3"]
[467,"9000467","VINNO 65E-G2-4P-23.8-海外主机","V10695","2020-03-10",null,"Oversea","V65E","4","V65E^NLP-G2^128^4+1Port^23.8+13.3"]
[468,"9000468","VINNO 65P-G2-4P-21.5-海外主机","V10696","2020-03-10",null,"Oversea","V65P","4","V65P^NLP-G2^128^4+1Port^21.5+13.3"]
[469,"9000469","VINNO 65D-G2-5P-23.8-海外主机","V10697","2020-03-10",null,"Oversea","V65D","5","V65D^NLP-G2^128^5Port^23.8^13.3"]
[470,"9000470","VINNO G65-G2-5P-21.5-海外主机","V10698","2020-03-10",null,"Oversea","G65","5","G65^NLP-G2^128^5Port^21.5^13.3"]
[471,"9000471","VINNO G65D-G2-5P-23.8-海外主机","V10699","2020-03-10",null,"Oversea","G65D","5","G65D^NLP-G2^128^5Port^23.8^13.3"]
[472,"9000472","VINNO G86-G2-5P-21.5-国内主机","V10700","2020-03-10",null,"China","G86","2","G86^MLP-G2^192^5Port^21.5+13.3"]
[473,"9000473","VINNO G86E-G2-5P-23.8-国内主机","V10701","2020-03-10",null,"China","G86E","2","G86E^MLP-G2^192^5Port^23.8+13.3"]
[474,"9000474","VINNO G86P-G2-5P-27-国内主机",null,"2020-03-10",null,"China","G86P","2","G86P^MLP-G2^192^5Port^27+13.3"]
[475,"9000475","VINNO M86-G2-5P-21.5-国内主机","V10702","2020-03-10",null,"China","M86","5","M86^NLP-G2^192^5Port^21.5^13.3"]
[476,"9000476","VINNO M86E-G2-5P-23.8-国内主机","V10703","2020-03-10",null,"China","M86E","5","M86E^NLP-G2^192^5Port^23.8^13.3"]
[477,"9000477","VINNO M86P-G2-5P-27-国内主机",null,"2020-03-10",null,"China","M86P","5","M86P^NLP-G2^192^5Port^27+13.3"]
[478,"9000478","VINNO X9-G2-5P-21.5-国内主机","V10704","2020-03-10",null,"China","X9","5","X9^NLP-G2^192^5Port^21.5^13.3"]
[479,"9000479","VINNO X9E-G2-4P-23.8-国内主机","V10705","2020-03-10",null,"China","X9E","4","X9E^NLP-G2^192^4+1Port^23.8+13.3"]
[480,"9000480","VINNO X9P-G2-4P-21.5-国内主机","V10706","2020-03-10",null,"China","X9P","4","X9P^NLP-G2^192^4+1Port^21.5+13.3"]
[481,"9000481","VINNO X9D-G2-5P-23.8-国内主机","V10707","2020-03-10",null,"China","X9D","5","X9D^NLP-G2^192^5Port^23.8^13.3"]
[482,"9000482","VINNO 75-G2-5P-21.5-国内主机","V10708","2020-03-10",null,"China","V75","5","V75^NLP-G2^192^5Port^21.5^13.3"]
[483,"9000483","VINNO 75E-G2-5P-23.8-国内主机","V10709","2020-03-10",null,"China","V75E","5","V75E^NLP-G2^192^5Port^23.8^13.3"]
[484,"9000484","VINNO 75P-G2-4P-21.5-国内主机","V10710","2020-03-10",null,"China","V75P","4","V75P^NLP-G2^192^4+1Port^21.5+13.3"]
[485,"9000485","VINNO 75D-G2-5P-23.8-国内主机","V10711","2020-03-10",null,"China","V75D","5","V75D^NLP-G2^192^5Port^23.8^13.3"]
[486,"9000486","VINNO X8-G2-5P-21.5-国内主机","V10712","2020-03-10",null,"China","X8","5","X8^NLP-G2^128^5Port^21.5^13.3"]
[487,"9000487","VINNO X8E-G2-4P-23.8-国内主机","V10713","2020-03-10",null,"China","X8E","4","X8E^NLP-G2^128^4+1Port^23.8+13.3"]
[488,"9000488","VINNO X8P-G2-4P-21.5-国内主机","V10714","2020-03-10",null,"China","X8P","4","X8P^NLP-G2^128^4+1Port^21.5+13.3"]
[489,"9000489","VINNO X8D-G2-5P-23.8-国内主机","V10715","2020-03-10",null,"China","X8D","5","X8D^NLP-G2^128^5Port^23.8^13.3"]
[490,"9000490","VINNO G65-G2-5P-21.5-国内主机","V10716","2020-03-10",null,"China","G65","5","G65^NLP-G2^128^5Port^21.5^13.3"]
[491,"9000491","VINNO G65E-G2-4P-23.8-国内主机","V10717","2020-03-10",null,"China","G65E","4","G65E^NLP-G2^128^4+1Port^23.8+13.3"]
[492,"9000492","VINNO G65P-G2-4P-21.5-国内主机","V10718","2020-03-10",null,"China","G65P","4","G65P^NLP-G2^128^4+1Port^21.5+13.3"]
[493,"9000493","VINNO G65D-G2-5P-23.8-国内主机","V10719","2020-03-10",null,"China","G65D","5","G65D^NLP-G2^128^5Port^23.8^13.3"]
[494,"9000494","S3-4P-21.5海外版主机","V10291","2020-03-12","2020-04-17","Oversea","S3","4","S3^ARM^64^4Port^21.5+10.1"]
[495,"9000495","S3P-21.5海外版主机","V10292","2020-03-12","2020-04-17","Oversea","S3P","2","S3P^ARM^64^3+1Port^21.5+10.1"]
[496,"9000496","X2P-4P海外版主机","V10293","2020-03-12",null,"Oversea","X2P","6","X2P^LC^48^4Port^18.5+10.1"]
[497,"9000497","X2E-21.5海外版主机","V10294","2020-03-12",null,"Oversea","X2E","5","X2E^LC^48^3Port^21.5+10.1"]
[498,"9000498","S2-4P海外版主机","V10295","2020-03-12","2020-04-17","Oversea","S2","6","S2^LC^48^4Port^18.5+10.1"]
[499,"9000499","S2P-21.5海外版主机","V10296","2020-03-12","2020-04-17","Oversea","S2P","5","S2P^LC^48^3Port^21.5+10.1"]
[500,"9000500","E10P-4P海外版主机","V10297","2020-03-12",null,"Oversea","E10P","6","E10P^LC^48^4Port^18.5+10.1"]
[501,"9000501","E10E-4P-21.5海外版主机","V10298","2020-03-12",null,"Oversea","E10E","7","E10E^LC^48^4Port^21.5+10.1"]
[502,"9000502","S1-4P-21.5海外版主机","V10299","2020-03-12","2020-04-17","Oversea","S1","10","S1^LC^48^4Port^21.5+8"]
[503,"9000503","S1P-21.5海外版主机","V10300","2020-03-12","2020-04-17","Oversea","S1P","9","S1P^LC^48^3Port^21.5+8"]
[504,"9000504","X1P海外版主机","V10301","2020-03-12",null,"Oversea","X1P","6","X1P^LC^48^3Port^15.6+8"]
[505,"9000505","X1E-18.5海外版主机","V10302","2020-03-12",null,"Oversea","X1E","5","X1E^LC^48^3Port^18.5+8"]
[506,"9000506","CART-L国内版","V10303","2020-04-21"]
[507,"9000506-1","CART-L国内通用版","V10851","2023-02-13"]
[508,"9000507","CART-L海外版","V10304","2020-04-21"]
[509,"9000507-1","CART-L海外通用版","V10852","2023-02-13"]
[510,"9000508","VINNO D300-21.5 VET system主机","V10305","2020-04-22",null,"VET","D300Vet","3","D300Vet^ARM^64^3+1Port^21.5+10.1"]
[511,"9000509","VINNO D300-4P-21.5 VET system主机","V10306","2020-04-29",null,"VET","D300Vet","4","D300Vet^ARM^64^4Port^21.5+10.1"]
[512,"9000510","VINNO 65-G1-4P-21.5-国内主机","V10370","2020-05-12",null,"China","V65","6","V65^NLP-G1^128^4+1Port^21.5+13.3"]
[513,"9000511","VINNO 75-G1-4P-21.5-国内主机","V10371","2020-05-12",null,"China","V75","6","V75^NLP-G1^192^4+1Port^21.5+13.3"]
[514,"9000512","VINNO G65-G1-4P-21.5-国内主机","V10372","2020-05-12",null,"China","G65","6","G65^NLP-G1^128^4+1Port^21.5+13.3"]
[515,"9000513","VINNO G86-G1-5P-21.5-国内主机","V10373","2020-05-12",null,"China","G86","7","G86^NLP-G1^192^5Port^21.5+13.3"]
[516,"9000514","VINNO M86-G1-5P-21.5-国内主机","V10374","2020-05-12",null,"China","M86","7","M86^NLP-G1^192^5Port^21.5\"+13.3\""]
[517,"9000515","VINNO X8-G1-4P-21.5-国内主机","V10375","2020-05-12",null,"China","X8","6","X8^NLP-G1^128^4+1Port^21.5\"+13.3\""]
[518,"9000516","VINNO X9-G1-4P-21.5-国内主机","V10376","2020-05-12",null,"China","X9","6","X9^NLP-G1^192^4+1Port^21.5\"+13.3\""]
[519,"9000517","VINNO E20-3P-18.5 俄罗斯版主机","V10308","2020-05-13",null,"Russia","E20","0","E20^ARM^64^3Port^18.5+10.1"]
[520,"9000518","VINNO E10-3P-18.5 俄罗斯版主机","V10309","2020-05-13",null,"Russia","E10","4","E10^LC^48^3Port^18.5+10.1"]
[521,"9000519","VINNO X3-3P-18.5 俄罗斯版主机","V10310","2020-05-13",null,"Russia","X3","0","X3^ARM^64^3Port^18.5+10.1"]
[522,"9000520","VINNO X2-3P-18.5 俄罗斯版主机","V10311","2020-05-13",null,"Russia","X2","4","X2^LC^48^3Port^18.5+10.1"]
[523,"9000521","VINNO X1-3P-15.6 俄罗斯版主机","V10312","2020-05-13",null,"Russia","X1","6","X1^LC^48^3Port^15.6+8"]
[524,"9000522","VINNO 8 俄罗斯版主机","V10313","2020-05-13",null,"Russia","VINNO8","0","VINNO8^ARM^128^1Port^15+8"]
[525,"9000523","VINNO 6 俄罗斯版主机","V10314","2020-05-13",null,"Russia","VINNO6","0","VINNO6^ARM^64^1Port^15+8"]
[526,"9000524","VINNO 5 俄罗斯版主机","V10315","2020-05-13",null,"Russia","VINNO5","2","VINNO5^LC^48^1Port^15+8"]
[527,"9000525","VINNO A6 巴西版主机","V10321","2020-05-13",null,"Oversea","A6","0","A6^TOONA^32^3Port^15.6"]
[528,"9000526","VINNO A6e 巴西版主机","V10322","2020-05-13",null,"Oversea","A6e","0","A6e^TOONA^32^3Port^15.6"]
[529,"9000527","VINNO A6p 巴西版主机","V10323","2020-05-13",null,"Oversea","A6p","0","A6p^TOONA^32^3Port^15.6"]
[530,"9000528","VINNO A5 巴西版主机","V10324","2020-05-13",null,"Oversea","A5","0","A5^TOONA^32^2Port^15.6"]
[531,"9000529","VINNO A5e 巴西版主机","V10325","2020-05-13",null,"Oversea","A5e","0","A5e^TOONA^32^3Port^15.6"]
[532,"9000530","VINNO A5p 巴西版主机","V10326","2020-05-13",null,"Oversea","A5p","0","A5p^TOONA^32^2Port^15.6"]
[533,"9000531","VINNO A3 巴西版主机","V10327","2020-05-13",null,"Oversea","A3","0","A3^TOONA^32^2Port^15.6"]
[534,"9000532","VINNO A3p 巴西版主机","V10328","2020-05-13",null,"Oversea","A3p","0","A3p^TOONA^32^1Port^15.6"]
[535,"9000533","VINNO A2 巴西版主机","V10329","2020-05-13",null,"Oversea","A2","0","A2^TOONA^32^2Port^15.6"]
[536,"9000534","VINNO A2p 巴西版主机","V10330","2020-05-13",null,"Oversea","A2p","0","A2p^TOONA^32^1Port^15.6"]
[537,"9000535","VINNO A1 巴西版主机","V10331","2020-05-13",null,"Oversea","A1","0","A1^TOONA^32^2Port^15.6"]
[538,"9000536","VINNO A1p 巴西版主机","V10332","2020-05-13",null,"Oversea","A1p","0","A1p^TOONA^32^1Port^15.6"]
[539,"9000537","VINNO 65-G2-5P-21.5-国内主机","V10720","2020-05-13",null,"China","V65","5","V65^NLP-G2^128^5Port^21.5^13.3"]
[540,"9000538","VINNO 65E-G2-4P-23.8-国内主机","V10721","2020-05-13",null,"China","V65E","4","V65E^NLP-G2^128^4+1Port^23.8+13.3"]
[541,"9000539","VINNO 65P-G2-4P-21.5-国内主机","V10722","2020-05-13",null,"China","V65P","4","V65P^NLP-G2^128^4+1Port^21.5+13.3"]
[542,"9000540","VINNO 65D-G2-5P-23.8-国内主机","V10723","2020-05-13",null,"China","V65D","5","V65D^NLP-G2^128^5Port^23.8^13.3"]
[543,"9000541","远程医疗系统SP30","V10316","2020-06-03"]
[544,"9000542","E10E-4P-21.5巴西版主机","V10317","2020-06-04",null,"Oversea","E10E","7","E10E^LC^48^4Port^21.5+10.1"]
[545,"9000543","X1-18.5巴西版主机","V10318","2020-06-04",null,"Oversea","X1","5","X1^LC^48^3Port^18.5+8"]
[546,"9000544","Q系列推车整机版","V10319","2020-06-10"]
[547,"9000545","Q系列推车散装版","V10320","2020-06-10"]
[548,"9000546","VINNO G65五口 System BOM-国内主机","V10333","2020-06-29",null,"China","G65","2","G65^DSP^128^5Port^21.5+13.3"]
[549,"9000547","SP60远程系统推车","V10482","2020-07-07"]
[550,"9000548","远程医疗系统SP10","V10334","2020-07-29"]
[551,"9000549","VINNO R700-5P-23.8-15.6 EU主机","V10462","2020-08-04",null,"Oversea","R700","6","R700^IQNLP^128^5Port^23.8+15.6"]
[552,"9000550","VINNO R700-5P-23.8-15.6 CHN主机","V10463","2020-08-04",null,"China","R700","6","R700^IQNLP^128^5Port^23.8+15.6"]
[553,"9000551","VINNO G90-G2-5P-27-国内主机","V10335","2020-08-20",null,"China","G90","2","G90^MLP-G2^192^5Port^27^13.3"]
[554,"9000552","VINNO G90E-G2-5P-23.8-国内主机","V10336","2020-08-20",null,"China","G90E","2","G90E^MLP-G2^192^5Port^23.8^13.3"]
[555,"9000553","VINNO M90-G2-5P-27-国内主机","V10337","2020-08-20",null,"China","M90","2","M90^MLP-G2^192^5Port^27^13.3"]
[556,"9000554","VINNO M90E-G2-5P-23.8-国内主机","V10338","2020-08-20",null,"China","M90E","2","M90E^MLP-G2^192^5Port^23.8^13.3"]
[557,"9000555","VINNO G90-G2-5P-27-海外主机","V10339","2020-08-20",null,"Oversea","G90","2","G90^MLP-G2^192^5Port^27^13.3"]
[558,"9000556","VINNO G90E-G2-5P-23.8-海外主机","V10340","2020-08-20",null,"Oversea","G90E","2","G90E^MLP-G2^192^5Port^23.8^13.3"]
[559,"9000557","VINNO M90-G2-5P-27-海外主机","V10341","2020-08-20",null,"Oversea","M90","2","M90^MLP-G2^192^5Port^27^13.3"]
[560,"9000558","VINNO M90E-G2-5P-23.8-海外主机","V10342","2020-08-20",null,"Oversea","M90E","2","M90E^MLP-G2^192^5Port^23.8^13.3"]
[561,"9000559","VINNO 60-G1-4P-21.5-国内主机","V10350","2020-08-20",null,"China","V60","6","V60^NLP-G1^128^4+1Port^21.5+13.3"]
[562,"9000560","VINNO G60-G1-4P-21.5-国内主机","V10351","2020-08-24",null,"China","G60","6","G60^NLP-G1^128^4+1Port^21.5+13.3"]
[563,"9000561","VINNO 80-G1-4P-21.5-国内主机","V10352","2020-08-24",null,"China","V80","6","V80^NLP-G1^192^4Port^21.5\"+13.3\""]
[564,"9000562","VINNO G80-G1-4P-21.5-国内主机","V10353","2020-08-24",null,"China","G80","6","G80^NLP-G1^192^4Port^21.5\"+13.3\""]
[565,"9000563","VINNO M80-G1-4P-21.5-国内主机","V10354","2020-08-24",null,"China","M80","6","M80^NLP-G1^192^4Port^21.5\"+13.3\""]
[566,"9000564","VINNO 70-G1-4P-21.5-国内主机","V10355","2020-08-24",null,"China","V70","6","V70^NLP-G1^192^4+1Port^21.5+13.3"]
[567,"9000565","VINNO G80-G1-4P-21.5-海外主机","V10356","2020-08-24",null,"Oversea","G80","6","G80^NLP-G1^192^4Port^21.5\"+13.3\""]
[568,"9000566","VINNO M80-G1-4P-21.5-海外主机","V10357","2020-08-24",null,"Oversea","M80","6","M80^NLP-G1^192^4Port^21.5\"+13.3\""]
[569,"9000567","VINNO G65-G1-4P-21.5-海外主机","V10358","2020-08-24",null,"Oversea","G65","6","G65^NLP-G1^128^4+1Port^21.5+13.3"]
[570,"9000568","VINNO G60-G1-4P-21.5-海外主机","V10359","2020-08-24",null,"Oversea","G60","6","G60^NLP-G1^128^4+1Port^21.5+13.3"]
[571,"9000569","VINNO X8-G1-4P-21.5-海外主机","V10360","2020-08-24",null,"Oversea","X8","6","X8^NLP-G1^128^4+1Port^21.5\"+13.3\""]
[572,"9000570","VINNO X9-G1-4P-21.5-海外主机","V10361","2020-08-24",null,"Oversea","X9","6","X9^NLP-G1^192^4+1Port^21.5\"+13.3\""]
[573,"9000571","VINNO 60-G1-4P-21.5-海外主机","V10362","2020-08-24",null,"Oversea","V60","6","V60^NLP-G1^128^4+1Port^21.5+13.3"]
[574,"9000572","VINNO 70-G1-4P-21.5-海外主机","V10363","2020-08-24",null,"Oversea","V70","6","V70^NLP-G1^192^4+1Port^21.5+13.3"]
[575,"9000573","VINNO 75-G1-4P-21.5-海外主机","V10364","2020-08-24",null,"Oversea","V75","6","V75^NLP-G1^192^4+1Port^21.5+13.3"]
[576,"9000574","VINNO 80-G1-4P-21.5-海外主机","V10365","2020-08-24",null,"Oversea","V80","6","V80^NLP-G1^192^4Port^21.5\"+13.3\""]
[577,"9000575","VINNO G86-G1-5P-21.5-海外主机","V10366","2020-08-24","2022-02-23","Oversea","G86","7","G86^NLP-G1^192^5Port^21.5+13.3"]
[578,"9000576","VINNO M86-G1-5P-21.5-海外主机","V10367","2020-08-24",null,"Oversea","M86","7","M86^NLP-G1^192^5Port^21.5\"+13.3\""]
[579,"9000577","VINNO D700VET-G1-4P-21.5-海外主机","V10368","2020-08-24",null,"VET","D700Vet","6","D700Vet^NLP-G1^192^4Port^21.5\"+13.3\""]
[580,"9000578","VINNO G80VET-G1-4P-21.5-海外主机","V10369","2020-08-24",null,"VET","G80Vet","6","G80Vet^NLP-G1^192^4Port^21.5\"+13.3\""]
[581,"9000579","VINNO G65-G1-5P-21.5-国内主机","V10377","2020-08-26",null,"China","G65","7","G65^NLP-G1^128^5Port^21.5+13.3"]
[582,"9000580","VINNO D700VET/LAB-G1-4P-21.5-海外主机","V10378","2020-08-26",null,"LAB","D700Vet","6","D700Vet^NLP-G1^192^4Port^21.5\"+13.3\""]
[583,"9000581","VINNO V70VET/LAB-G1-4P-21.5-海外主机","V10379","2020-08-26",null,"LAB","V70Vet","6","V70Vet^NLP-G1^192^4Port^21.5\"+13.3\""]
[584,"9000582","VINNO G65-G1-5P-21.5-海外主机","V10380","2020-08-26",null,"Oversea","G65","7","G65^NLP-G1^128^5Port^21.5+13.3"]
[585,"9000583","CART带电池包全功能手推车","V30519","2020-08-27"]
[586,"9000583-1","CART带电池包全功能手推车通用版","V10853","2023-02-13"]
[587,"9000584","CART-S","V30520","2020-08-27"]
[588,"9000584-1","CART-S通用版","V10854","2023-02-13"]
[589,"9000585","CART-S整机版","V30521","2020-08-27"]
[590,"9000585-1","CART-S整机通用版","V10855","2023-02-13"]
[591,"9000586","VINNO Q3E-3C-EU主机","V10228","2020-08-28",null,"Oversea","Q3E-3C","0","Q3E^HH^32"]
[592,"9000587","VINNO Q3-3C-EU主机","V10229","2020-08-28",null,"Oversea","Q3-3C","0","Q3^HH^32"]
[593,"9000588","VINNO Q3S-3C-EU主机","V10230","2020-08-28",null,"Oversea","Q3S-3C","0","Q3S^HH^32"]
[594,"9000589","VINNO Q5E-3C-EU主机","V10231","2020-08-28",null,"Oversea","Q5E-3C","0","Q5E^HH^32"]
[595,"9000590","VINNO Q5-3C-EU主机","V10232","2020-08-28",null,"Oversea","Q5-3C","0","Q5^HH^32"]
[596,"9000591","VINNO Q5S-3C-EU主机","V10233","2020-08-28",null,"Oversea","Q5S-3C","0","Q5S^HH^32"]
[597,"9000592","VINNO Q3E-7L-EU主机","V10237","2020-08-28",null,"Oversea","Q3E-7L","0","Q3E^HH^32"]
[598,"9000593","VINNO Q3-7L-EU主机","V10238","2020-08-28",null,"Oversea","Q3-7L","0","Q3^HH^32"]
[599,"9000594","VINNO Q3S-7L-EU主机","V10239","2020-08-28",null,"Oversea","Q3S-7L","0","Q3S^HH^32"]
[600,"9000595","VINNO Q5E-7L-EU主机","V10240","2020-08-28",null,"Oversea","Q5E-7L","0","Q5E^HH^32"]
[601,"9000596","VINNO Q5-7L-EU主机","V10241","2020-08-28",null,"Oversea","Q5-7L","0","Q5^HH^32"]
[602,"9000597","VINNO Q5S-7L-EU主机","V10242","2020-08-28",null,"Oversea","Q5S-7L","0","Q5S^HH^32"]
[603,"9000598","VINNO Q3E-2P-EU主机","V10246","2020-08-28",null,"Oversea","Q3E-2P","0","Q3E^HH^32"]
[604,"9000599","VINNO Q3-2P-EU主机","V10247","2020-08-28",null,"Oversea","Q3-2P","0","Q3^HH^32"]
[605,"9000600","VINNO Q3S-2P-EU主机","V10248","2020-08-28",null,"Oversea","Q3S-2P","0","Q3S^HH^32"]
[606,"9000601","VINNO Q5E-2P-EU主机","V10249","2020-08-28",null,"Oversea","Q5E-2P","0","Q5E^HH^32"]
[607,"9000602","VINNO Q5-2P-EU主机","V10250","2020-08-28",null,"Oversea","Q5-2P","0","Q5^HH^32"]
[608,"9000603","VINNO Q5S-2P-EU主机","V10251","2020-08-28",null,"Oversea","Q5S-2P","0","Q5S^HH^32"]
[609,"9000604","VINNO8 PRO system CHN 主机","V10399","2020-09-03",null,"China","VINNO8PRO","0","VINNO8PRO^ARM^128^1Port^15+8"]
[610,"9000605","VINNO8 EXP system CHN 主机","V10400","2020-09-03",null,"China","VINNO8EXP","0","VINNO8EXP^ARM^128^1Port^15+8"]
[611,"9000606","VINNO X65-21.5LCD system EU主机","V10401","2020-08-31",null,"Oversea","X65","7","X65^ARM^128^3+1Port^21.5+10.1"]
[612,"9000607","VINNO X55-21.5LCD system EU主机","V10402","2020-08-31",null,"Oversea","X55","7","X55^ARM^128^3+1Port^21.5+10.1"]
[613,"9000608","VINNO X35-21.5LCD system EU主机","V10403","2020-08-31",null,"Oversea","X35","3","X35^ARM^64^3+1Port^21.5+10.1"]
[614,"9000609","VINNO R300-4P-21.5-13.3 EU主机","V10404","2020-09-10",null,"Oversea","R300","0","R300^XARM^64^4Port^21.5+13.3"]
[615,"9000610","VINNO R300-4P-21.5-13.3 CHN主机","V10405","2020-09-10",null,"China","R300","0","R300^XARM^64^4Port^21.5+13.3"]
[616,"9000611","VINNO R310-4P-21.5-13.3 EU主机","V10406","2020-09-10",null,"Oversea","R310","0","R310^XARM^64^4Port^21.5+13.3"]
[617,"9000612","VINNO R310-4P-21.5-15.6 CHN主机-CS","V10407","2020-09-10",null,"China","R310","0","R310^XARM^64^4Port^21.5+15.6"]
[618,"9000613","VINNO R320-4P-21.5-13.3 EU主机","V10408","2020-09-10",null,"Oversea","R320","0","R320^XARM^64^4Port^21.5+13.3"]
[619,"9000614","VINNO R320-4P-21.5-13.3 CHN主机","V10409","2020-09-10",null,"China","R320","0","R320^XARM^64^4Port^21.5+13.3"]
[620,"9000615","VINNO R330-4P-21.5-13.3 EU主机","V10410","2020-09-10",null,"Oversea","R330","0","R330^XARM^64^4Port^21.5+13.3"]
[621,"9000616","VINNO R330-4P-21.5-15.6 CHN主机-CS","V10411","2020-09-10",null,"China","R330","0","R330^XARM^64^4Port^21.5+15.6"]
[622,"9000617","VINNO R350-4P-21.5-13.3 EU主机","V10412","2020-09-10",null,"Oversea","R350","0","R350^XARM^64^4Port^21.5+13.3"]
[623,"9000618","VINNO R350-4P-21.5-15.6 CHN主机-CS","V10413","2020-09-10",null,"China","R350","0","R350^XARM^64^4Port^21.5+13.3"]
[624,"9000619","VINNO R360-4P-21.5-15.6 EU主机","V10414","2020-09-10",null,"Oversea","R360","1","R360^XARM^64^4Port^21.5+15.6"]
[625,"9000620","VINNO R360-4P-21.5-15.6 CHN主机","V10415","2020-09-10",null,"China","R360","1","R360^XARM^64^4Port^21.5+15.6"]
[626,"9000621","VINNO R370-4P-21.5-13.3 EU主机","V10416","2020-09-10",null,"Oversea","R370","0","R370^XARM^64^4Port^21.5+13.3"]
[627,"9000622","VINNO R370-4P-21.5-13.3 CHN主机-CS","V10417","2020-09-10",null,"China","R370","0","R370^XARM^64^4Port^21.5+13.3"]
[628,"9000623","VINNO R380-4P-21.5-15.6 EU主机","V10418","2020-09-10",null,"Oversea","R380","1","R380^XARM^64^4Port^21.5+15.6"]
[629,"9000624","VINNO R380-4P-21.5-15.6 CHN主机","V10419","2020-09-10",null,"China","R380","1","R380^XARM^64^4Port^21.5+15.6"]
[630,"9000625","VINNO R500-4P-23.8-15.6 EU主机","V10420","2020-09-10",null,"Oversea","R500","3","R500^XARM^64^4Port^23.8+15.6"]
[631,"9000626","VINNO R500-5P-23.8-13.3 CHN主机","V10421","2020-09-10",null,"China","R500","2","R500^XARM^64^5Port^23.8+13.3"]
[632,"9000627","VINNO R510-5P-23.8-13.3 EU主机","V10422","2020-09-10",null,"Oversea","R510","2","R510^XARM^64^5Port^23.8+13.3"]
[633,"9000628","VINNO R510-5P-23.8-15.6 CHN主机-CS","V10423","2020-09-10",null,"China","R510","2","R510^XARM^64^5Port^23.8+15.6"]
[634,"9000629","VINNO R520-5P-23.8-13.3 EU主机","V10424","2020-09-10",null,"Oversea","R520","2","R520^XARM^64^5Port^23.8+13.3"]
[635,"9000630","VINNO R520-5P-23.8-13.3 CHN主机","V10425","2020-09-10",null,"China","R520","2","R520^XARM^64^5Port^23.8+13.3"]
[636,"9000631","VINNO R530-5P-23.8-13.3 EU主机","V10426","2020-09-10",null,"Oversea","R530","2","R530^XARM^64^5Port^23.8+13.3"]
[637,"9000632","VINNO R530-5P-23.8-15.6 CHN主机-CS","V10427","2020-09-10",null,"China","R530","2","R530^XARM^64^5Port^23.8+15.6"]
[638,"9000633","VINNO R550-5P-23.8-13.3 EU主机","V10428","2020-09-10",null,"Oversea","R550","2","R550^XARM^64^5Port^23.8+13.3"]
[639,"9000634","VINNO R550-5P-23.8-13.3 CHN主机-CS","V10429","2020-09-10",null,"China","R550","2","R550^XARM^64^5Port^23.8+13.3"]
[640,"9000635","VINNO R560-5P-23.8-15.6 EU主机","V10430","2020-09-10",null,"Oversea","R560","3","R560^XARM^64^5Port^23.8+15.6"]
[641,"9000636","VINNO R560-5P-23.8-15.6 CHN主机","V10431","2020-09-10",null,"China","R560","3","R560^XARM^64^5Port^23.8+15.6"]
[642,"9000637","VINNO R570-5P-23.8-13.3 EU主机","V10432","2020-09-10",null,"Oversea","R570","2","R570^XARM^64^5Port^23.8+13.3"]
[643,"9000638","VINNO R570-5P-23.8-13.3 CHN主机-CS","V10433","2020-09-10",null,"China","R570","2","R570^XARM^64^5Port^23.8+13.3"]
[644,"9000639","VINNO R580-5P-23.8-15.6 EU主机","V10434","2020-09-10",null,"Oversea","R580","3","R580^XARM^64^5Port^23.8+15.6"]
[645,"9000640","VINNO R580-5P-23.8-15.6 CHN主机","V10435","2020-09-10",null,"China","R580","3","R580^XARM^64^5Port^23.8+15.6"]
[646,"9000641","VINNO R600-4P-21.5-13.3 EU主机","V10436","2020-09-10",null,"Oversea","R600","4","R600^IQNLP^128^4Port^21.5+13.3"]
[647,"9000642","VINNO R600-4P-21.5-13.3 CHN主机","V10437","2020-09-10",null,"China","R600","4","R600^IQNLP^128^4Port^21.5+13.3"]
[648,"9000643","VINNO R610-4P-21.5-13.3 EU主机","V10438","2020-09-10",null,"Oversea","R610","4","R610^IQNLP^128^4Port^21.5+13.3"]
[649,"9000644","VINNO R610-4P-21.5-13.3 CHN主机-CS","V10439","2020-09-10",null,"China","R610","4","R610^IQNLP^128^4Port^21.5+13.3"]
[650,"9000645","VINNO R620-4P-21.5-13.3 EU主机","V10440","2020-09-10",null,"Oversea","R620","4","R620^IQNLP^128^4Port^21.5+13.3"]
[651,"9000646","VINNO R620-4P-21.5-13.3 CHN主机","V10441","2020-09-10",null,"China","R620","4","R620^IQNLP^128^4Port^21.5+13.3"]
[652,"9000647","VINNO R630-4P-21.5-13.3 EU主机","V10442","2020-09-10",null,"Oversea","R630","4","R630^IQNLP^128^4Port^21.5+13.3"]
[653,"9000648","VINNO R630-4P-21.5-13.3 CHN主机-CS","V10443","2020-09-10",null,"China","R630","4","R630^IQNLP^128^4Port^21.5+13.3"]
[654,"9000649","VINNO R650-4P-21.5-13.3 EU主机","V10444","2020-09-10",null,"Oversea","R650","4","R650^IQNLP^128^4Port^21.5+13.3"]
[655,"9000650","VINNO R650-4P-21.5-13.3 CHN主机-CS","V10445","2020-09-10",null,"China","R650","4","R650^IQNLP^128^4Port^21.5+13.3"]
[656,"9000651","VINNO R660-4P-21.5-15.6 EU主机","V10446","2020-09-10",null,"Oversea","R660","5","R660^IQNLP^128^4Port^21.5+15.6"]
[657,"9000652","VINNO R660-4P-21.5-15.6 CHN主机","V10447","2020-09-10",null,"China","R660","5","R660^IQNLP^128^4Port^21.5+15.6"]
[658,"9000653","VINNO R680-4P-21.5-15.6 EU主机","V10448","2020-09-10",null,"Oversea","R680","5","R680^IQNLP^128^4Port^21.5+15.6"]
[659,"9000654","VINNO R680-4P-21.5-15.6 CHN主机","V10449","2020-09-10",null,"China","R680","5","R680^IQNLP^128^4Port^21.5+15.6"]
[660,"9000655","VINNO R710-5P-23.8-15.6 EU主机","V10450","2020-09-10",null,"Oversea","R710","6","R710^IQNLP^128^5Port^23.8+15.6"]
[661,"9000656","VINNO R710-5P-23.8-15.6 CHN主机-CS","V10451","2020-09-10",null,"China","R710","6","R710^IQNLP^128^5Port^23.8+15.6"]
[662,"9000657","VINNO R720-5P-23.8-15.6 EU主机","V10452","2020-09-10",null,"Oversea","R720","6","R720^IQNLP^128^5Port^23.8+15.6"]
[663,"9000658","VINNO R720-5P-23.8-15.6 CHN主机","V10453","2020-09-10",null,"China","R720","6","R720^IQNLP^128^5Port^23.8+15.6"]
[664,"9000659","VINNO R730-5P-23.8-15.6 EU主机","V10454","2020-09-10",null,"Oversea","R730","6","R730^IQNLP^128^5Port^23.8+15.6"]
[665,"9000660","VINNO R730-5P-23.8-15.6 CHN主机-CS","V10455","2020-09-10",null,"China","R730","6","R730^IQNLP^128^5Port^23.8+15.6"]
[666,"9000661","VINNO R750-5P-23.8-15.6 EU主机","V10456","2020-09-10",null,"Oversea","R750","6","R750^IQNLP^128^5Port^23.8+15.6"]
[667,"9000662","VINNO R750-5P-23.8-15.6 CHN主机-CS","V10457","2020-09-10",null,"China","R750","6","R750^IQNLP^128^5Port^23.8+15.6"]
[668,"9000663","VINNO R760-5P-23.8-15.6 EU主机","V10458","2020-09-10",null,"Oversea","R760","6","R760^IQNLP^128^5Port^23.8+15.6"]
[669,"9000664","VINNO R760-5P-23.8-15.6 CHN主机","V10459","2020-09-10",null,"China","R760","6","R760^IQNLP^128^5Port^23.8+15.6"]
[670,"9000665","VINNO R780-5P-23.8-15.6 EU主机","V10460","2020-09-10",null,"Oversea","R780","6","R780^IQNLP^128^5Port^23.8+15.6"]
[671,"9000666","VINNO R780-5P-23.8-15.6 CHN主机","V10461","2020-09-10",null,"China","R780","6","R780^IQNLP^128^5Port^23.8+15.6"]
[672,"9000667","VINNO G80-G1-4P-23.8-海外主机","V10466","2020-09-15",null,"Oversea","G80","6","G80^NLP-G1^192^4Port^23.8\"+13.3\""]
[673,"9000668","VINNO M80-G1-4P-23.8-海外主机","V10467","2020-09-15",null,"Oversea","M80","6","M80^NLP-G1^192^4Port^23.8\"+13.3\""]
[674,"9000669","VINNO G65-G1-4P-23.8-海外主机","V10468","2020-09-15",null,"Oversea","G65","6","G65^NLP-G1^128^4+1Port^23.8+13.3"]
[675,"9000670","VINNO G60-G1-4P-23.8-海外主机","V10469","2020-09-15",null,"Oversea","G60","6","G60^NLP-G1^128^4+1Port^23.8+13.3"]
[676,"9000671","VINNO X8-G1-4P-23.8-海外主机","V10470","2020-09-15",null,"Oversea","X8","6","X8^NLP-G1^128^4+1Port^23.8\"+13.3\""]
[677,"9000672","VINNO X9-G1-4P-23.8-海外主机","V10471","2020-09-15",null,"Oversea","X9","6","X9^NLP-G1^192^4+1Port^23.8\"+13.3\""]
[678,"9000673","VINNO 60-G1-4P-23.8-海外主机","V10472","2020-09-15",null,"Oversea","V60","6","V60^NLP-G1^128^4+1Port^23.8+13.3"]
[679,"9000674","VINNO 70-G1-4P-23.8-海外主机","V10473","2020-09-15",null,"Oversea","V70","6","V70^NLP-G1^192^4+1Port^23.8+13.3"]
[680,"9000675","VINNO 75-G1-4P-23.8-海外主机","V10474","2020-09-15",null,"Oversea","V75","6","V75^NLP-G1^192^4+1Port^23.8+13.3"]
[681,"9000676","VINNO 80-G1-4P-23.8-海外主机","V10475","2020-09-15",null,"Oversea","V80","6","V80^NLP-G1^192^4Port^23.8\"+13.3\""]
[682,"9000677","VINNO M86-G1-5P-23.8-海外主机","V10476","2020-09-15",null,"Oversea","M86","7","M86^NLP-G1^192^5Port^23.8\"+13.3\""]
[683,"9000678","VINNO D700VET-G1-4P-23.8-海外主机","V10477","2020-09-15",null,"VET","D700Vet","6","D700Vet^NLP-G1^192^4Port^23.8\"+13.3\""]
[684,"9000679","VINNO G80VET-G1-4P-23.8-海外主机","V10478","2020-09-15",null,"VET","G80Vet","6","G80Vet^NLP-G1^192^4Port^23.8\"+13.3\""]
[685,"9000680","VINNO G65-G1-5P-23.8-海外主机","V10479","2020-09-15",null,"Oversea","G65","7","G65^NLP-G1^128^5Port^23.8+13.3"]
[686,"9000681","VINNO D700VET/LAB-G1-4P-23.8-海外主机","V10480","2020-09-15",null,"LAB","D700Vet","6","D700Vet^NLP-G1^192^4Port^23.8\"+13.3\""]
[687,"9000682","VINNO V70VET/LAB-G1-4P-23.8-海外主机","V10481","2020-09-15",null,"LAB","V70Vet","6","V70Vet^NLP-G1^192^4Port^23.8\"+13.3\""]
[688,"9000683","VINNO X2-4P-21.5巴西主机","V10484","2020-09-15",null,"Oversea","X2","7","X2^LC^48^4Port^21.5+10.1"]
[689,"9000684","VINNO D8 VET System主机","V10485","2020-10-15",null,"VET","D8Vet","0","D8Vet^ARM^128^1Port^15+8"]
[690,"9000685","VINNO 70-G1-5P-21.5-国内主机","V10486","2020-10-21",null,"China","V70","7","V70^NLP-G1^192^5Port^21.5+13.3"]
[691,"9000686","VINNO 75-G1-5P-21.5-海外主机","V10487","2020-10-21",null,"Oversea","V75","7","V75^NLP-G1^192^5Port^21.5+13.3"]
[692,"9000687","VINNO 70-G1-5P-21.5-海外主机","V10488","2020-10-26",null,"Oversea","V70","7","V70^NLP-G1^192^5Port^21.5+13.3"]
[693,"9000688","VINNO 70-G1-5P-23.8-海外主机","V10489","2020-10-26",null,"Oversea","V70","7","V70^NLP-G1^192^5Port^23.8+13.3"]
[694,"9000689","VINNO E20-4P-21.5-R-巴西版主机","V10490","2020-10-29",null,"Oversea","E20","4","E20^ARM^64^4Port^21.5+10.1"]
[695,"9000690","VINNO E20-4P-21.5-R-国内版主机","V10491","2020-10-29",null,"China","E20","4","E20^ARM^64^4Port^21.5+10.1"]
[696,"9000691","VINNO X2E-3P-21.5-R-巴西版主机","V10492","2020-10-29",null,"Oversea","X2E","5","X2E^LC^48^3Port^21.5+10.1"]
[697,"9000692","VINNO X2E-3P-21.5-R-国内版主机","V10493","2020-10-29",null,"China","X2E","5","X2E^LC^48^3Port^21.5+10.1"]
[698,"9000693","VINNO D800VET-G1-4P-21.5-海外主机","V10494","2020-10-30",null,"VET","D800Vet","6","D800Vet^NLP-G1^192^4Port^21.5\"+13.3\""]
[699,"9000694","VINNO D350VET-4P-21.5 System主机","V10495","2020-10-30",null,"VET","D350Vet","4","D350Vet^ARM^64^4Port^21.5+10.1"]
[700,"9000695","VINNO G86-G0-5P-21.5-国内主机","V10496","2020-11-06",null,"China","G86","3","G86^MLP-G0^192^5Port^21.5+13.3"]
[701,"9000696","VINNO G86-G0-5P-21.5-海外主机","V10497","2020-11-06",null,"Oversea","G86","3","G86^MLP-G0^192^5Port^21.5+13.3"]
[702,"9000697","VINNO G86-G0-5P-23.8-海外主机","V10498","2020-11-06",null,"Oversea","G86","3","G86^MLP-G0^192^5Port^23.8+13.3"]
[703,"9000698","VINNO D100P-VET System主机","V10499","2020-11-11",null,"VET","D100PVet","5","D100PVet^LC^48^3Port^18.5+8"]
[704,"9000699","VINNO X35-4P-18.5 国内版主机","V10500","2020-11-11",null,"China","X35","2","X35^ARM^64^4Port^18.5+10.1"]
[705,"9000700","VINNO X9-G1-5P-21.5-国内主机","V10501","2020-11-24",null,"China","X9","7","X9^NLP-G1^192^5Port^21.5+13.3"]
[706,"9000701","VINNO 80-G1-5P-21.5-国内主机","V10502","2020-11-24",null,"China","V80","7","V80^NLP-G1^192^5Port^21.5+13.3"]
[707,"9000702","VINNO G80-G1-5P-21.5-国内主机","V10503","2020-11-24",null,"China","G80","7","G80^NLP-G1^192^5Port^21.5+13.3"]
[708,"9000703","VINNO M80-G1-5P-21.5-国内主机","V10504","2020-11-24",null,"China","M80","7","M80^NLP-G1^192^5Port^21.5+13.3"]
[709,"9000704","VINNO X9-G1-5P-21.5-海外主机","V10505","2020-11-24",null,"Oversea","X9","7","X9^NLP-G1^192^5Port^21.5+13.3"]
[710,"9000705","VINNO 80-G1-5P-21.5-海外主机","V10506","2020-11-24",null,"Oversea","V80","7","V80^NLP-G1^192^5Port^21.5+13.3"]
[711,"9000706","VINNO G80-G1-5P-21.5-海外主机","V10507","2020-11-24",null,"Oversea","G80","7","G80^NLP-G1^192^5Port^21.5+13.3"]
[712,"9000707","VINNO M80-G1-5P-21.5-海外主机","V10508","2020-11-24",null,"Oversea","M80","7","M80^NLP-G1^192^5Port^21.5+13.3"]
[713,"9000708","VINNO D750VET-G1-4P-21.5-海外主机","V10509","2020-11-24",null,"VET","D750Vet","6","D750Vet^NLP-G1^192^4+1Port^21.5+13.3"]
[714,"9000709","VINNO D800VET-G1-5P-21.5-海外主机","V10510","2020-11-24",null,"VET","D800Vet","7","D800Vet^NLP-G1^192^5Port^21.5+13.3"]
[715,"9000710","VINNO D860VET-G0-5P-21.5-海外主机","V10511","2020-11-24",null,"VET","D860Vet","3","D860Vet^MLP-G0^192^5Port^21.5+13.3"]
[716,"9000711","VINNO D650VET-G1-4P-21.5-海外主机","V10512","2020-11-24",null,"VET","D650Vet","6","D650Vet^NLP-G1^128^4+1Port^21.5+13.3"]
[717,"9000712","VINNO X2-3P-21.5-巴西版主机","V10513","2020-11-26",null,"Oversea","X2","5","X2^LC^48^3Port^21.5+10.1"]
[718,"9000713","VINNO 75-G1-5P-21.5-国内主机","V10514","2020-11-30",null,"China","V75","7","V75^NLP-G1^192^5Port^21.5+13.3"]
[719,"9000714","OEM-威高-Q5S-3C-System bom主机","V40036","2020-11-30",null,"China","Q5S-3C^3","0","Q5S^HH^32"]
[720,"9000715","OEM-威高-Q5S-7L-System bom主机","V40037","2020-11-30",null,"China","Q5S-7L^3","0","Q5S^HH^32"]
[721,"9000716","OEM-威高-Q5S-2P-System bom主机","V40038","2020-11-30",null,"China","Q5S-2P^3","0","Q5S^HH^32"]
[722,"9000717","OEM-威高-VINNO 6 PRO-System bom主机","V40039","2020-11-30",null,"China","VINNO6PRO^3","0","VINNO6PRO^ARM^48^1Port^15+8"]
[723,"9000718","TOONA CART 国内版","V30539","2020-12-03"]
[724,"9000719","VINNO-G55 ARM-4P-21.5 CHN主机","V10531","2020-12-17",null,"China","G55","8","G55^ARM^128^4Port^21.5+10.1"]
[725,"9000720","VINNO P3E-3C-CN主机","V10632","2021-02-02",null,"China","P3E-3C","0","P3E^Wifi^32"]
[726,"9000721","VINNO P3-3C-CN主机","V10633","2021-02-02",null,"China","P3-3C","0","P3^Wifi^32"]
[727,"9000722","VINNO P5E-3C-CN主机","V10622","2021-02-02",null,"China","P5E-3C","0","P5E^Wifi^32"]
[728,"9000723","VINNO P5-3C-CN主机","V10634","2021-02-02",null,"China","P5-3C","0","P5^Wifi^32"]
[729,"9000724","VINNO P7E-3C-CN主机","V10635","2021-02-02",null,"China","P7E-3C","0","P7E^Wifi^32"]
[730,"9000725","VINNO P7-3C-CN主机","V10623","2021-02-02",null,"China","P7-3C","0","P7^Wifi^32"]
[731,"9000726","VINNO P3E-7L-CN主机","V10636","2021-02-02",null,"China","P3E-7L","0","P3E^Wifi^32"]
[732,"9000727","VINNO P3-7L-CN主机","V10637","2021-02-02",null,"China","P3-7L","0","P3^Wifi^32"]
[733,"9000728","VINNO P5E-7L-CN主机","V10624","2021-02-02",null,"China","P5E-7L","0","P5E^Wifi^32"]
[734,"9000729","VINNO P5-7L-CN主机","V10638","2021-02-02",null,"China","P5-7L","0","P5^Wifi^32"]
[735,"9000730","VINNO P7E-7L-CN主机","V10639","2021-02-02",null,"China","P7E-7L","0","P7E^Wifi^32"]
[736,"9000731","VINNO P7-7L-CN主机","V10625","2021-02-02",null,"China","P7-7L","0","P7^Wifi^32"]
[737,"9000732","VINNO P3E-2P-CN主机","V10640","2021-02-02",null,"China","P3E-2P","0","P3E^Wifi^32"]
[738,"9000733","VINNO P3-2P-CN主机","V10641","2021-02-02",null,"China","P3-2P","0","P3^Wifi^32"]
[739,"9000734","VINNO P5E-2P-CN主机","V10626","2021-02-02",null,"China","P5E-2P","0","P5E^Wifi^32"]
[740,"9000735","VINNO P5-2P-CN主机","V10642","2021-02-02",null,"China","P5-2P","0","P5^Wifi^32"]
[741,"9000736","VINNO P7E-2P-CN主机","V10643","2021-02-02",null,"China","P7E-2P","0","P7E^Wifi^32"]
[742,"9000737","VINNO P7-2P-CN主机","V10627","2021-02-02",null,"China","P7-2P","0","P7^Wifi^32"]
[743,"9000738","VINNO D500 ARM-4P VET system主机","V10532","2021-03-04",null,"VET","D500Vet","6","D500Vet^ARM^128^4Port^18.5+10.1"]
[744,"9000739","G55_ARM_23.8LCD-4P_EU主机","V10533","2021-03-24",null,"Oversea","G55","8","G55^ARM^128^4Port^23.8+10.1"]
[745,"9000740","G55_ARM_23.8LCD-3P_EU主机","V10534","2021-03-24",null,"Oversea","G55","7","G55^ARM^128^3+1Port^23.8+10.1"]
[746,"9000741","G55E_ARM_23.8LCD-4P_EU主机","V10535","2021-03-24",null,"Oversea","G55E","8","G55E^ARM^128^4Port^23.8+10.1"]
[747,"9000742","G55E_ARM_23.8LCD-3P_EU主机","V10536","2021-03-24",null,"Oversea","G55E","7","G55E^ARM^128^3+1Port^23.8+10.1"]
[748,"9000743","G55P_ARM_23.8LCD-4P_EU主机","V10537","2021-03-24",null,"Oversea","G55P","8","G55P^ARM^128^4Port^23.8+10.1"]
[749,"9000744","G55P_ARM_23.8LCD-3P_EU主机","V10538","2021-03-24",null,"Oversea","G55P","7","G55P^ARM^128^3+1Port^23.8+10.1"]
[750,"9000745","M55_ARM_23.8LCD-4P_EU主机","V10539","2021-03-24",null,"Oversea","M55","8","M55^ARM^128^4Port^23.8+10.1"]
[751,"9000746","M55_ARM_23.8LCD-3P_EU主机","V10540","2021-03-24",null,"Oversea","M55","7","M55^ARM^128^3+1Port^23.8+10.1"]
[752,"9000747","M55E_ARM_23.8LCD-4P_EU主机","V10541","2021-03-24",null,"Oversea","M55E","8","M55E^ARM^128^4Port^23.8+10.1"]
[753,"9000748","M55E_ARM_23.8LCD-3P_EU主机","V10542","2021-03-24",null,"Oversea","M55E","7","M55E^ARM^128^3+1Port^23.8+10.1"]
[754,"9000749","M55P_ARM_23.8LCD-4P_EU主机","V10543","2021-03-24",null,"Oversea","M55P","8","M55P^ARM^128^4Port^23.8+10.1"]
[755,"9000750","M55P_ARM_23.8LCD-3P_EU主机","V10544","2021-03-24",null,"Oversea","M55P","7","M55P^ARM^128^3+1Port^23.8+10.1"]
[756,"9000751","X65_ARM_23.8LCD-4P_EU主机","V10545","2021-03-24",null,"Oversea","X65","8","X65^ARM^128^4Port^23.8+10.1"]
[757,"9000752","X65_ARM_23.8LCD-3P_EU主机","V10546","2021-03-24",null,"Oversea","X65","7","X65^ARM^128^3+1Port^23.8+10.1"]
[758,"9000753","X55_ARM_23.8LCD-4P_EU主机","V10547","2021-03-24",null,"Oversea","X55","8","X55^ARM^128^4Port^23.8+10.1"]
[759,"9000754","X55_ARM_23.8LCD-3P_EU主机","V10548","2021-03-24",null,"Oversea","X55","7","X55^ARM^128^3+1Port^23.8+10.1"]
[760,"9000755","E35_23.8LCD-4P_EU主机","V10549","2021-03-24",null,"Oversea","E35","4","E35^ARM^64^4Port^23.8+10.1"]
[761,"9000756","E35_23.8LCD-3P_EU主机","V10550","2021-03-24",null,"Oversea","E35","3","E35^ARM^64^3+1Port^23.8+10.1"]
[762,"9000757","E35E_23.8LCD-4P_EU主机","V10551","2021-03-24",null,"Oversea","E35E","4","E35E^ARM^64^4Port^23.8+10.1"]
[763,"9000758","E35E_23.8LCD-3P_EU主机","V10552","2021-03-24",null,"Oversea","E35E","3","E35E^ARM^64^3+1Port^23.8+10.1"]
[764,"9000759","E35P_23.8LCD-4P_EU主机","V10553","2021-03-24",null,"Oversea","E35P","4","E35P^ARM^64^4Port^23.8+10.1"]
[765,"9000760","E35P_23.8LCD-3P_EU主机","V10554","2021-03-24",null,"Oversea","E35P","3","E35P^ARM^64^3+1Port^23.8+10.1"]
[766,"9000761","X35_23.8LCD-4P_EU主机","V10555","2021-03-24",null,"Oversea","X35","4","X35^ARM^64^4Port^23.8+10.1"]
[767,"9000762","X35_23.8LCD-3P_EU主机","V10556","2021-03-24",null,"Oversea","X35","3","X35^ARM^64^3+1Port^23.8+10.1"]
[768,"9000763","X33_23.8LCD-4P_EU主机","V10557","2021-03-24"]
[769,"9000764","X33_23.8LCD-3P_EU主机","V10558","2021-03-24"]
[770,"9000765","TINGSN-V6-OEM主机","V40041","2021-03-25"]
[771,"9000766","VINNO M55 ARM-4P-18.5 system CHN主机","V10560","2021-04-28",null,"China","M55","6","M55^ARM^128^4Port^18.5+10.1"]
[772,"9000767","VINNO F8_CN主机-CS","V10837","2021-05-12"]
[773,"9000768","VINNO G65-G1-5P-21.5_巴西版主机",null,"2021-05-13",null,"Oversea","G65","7","G65^NLP-G1^128^5Port^21.5+13.3"]
[774,"9000769","VINNO 5EXP-GJB主机","V10559","2021-05-18",null,"China","VINNO5EXP","0","VINNO5EXP^ARM^64^1Port^15.6+8"]
[775,"9000770","VINNO 5_Vascular Access主机","V10561","2021-05-27",null,"VascularAccessCN","VINNO5","2","VINNO5^LC^48^1Port^15+8"]
[776,"9000771","VINNO 5_ICU主机","V10562","2021-05-27",null,"ICUCN","VINNO5","2","VINNO5^LC^48^1Port^15+8"]
[777,"9000772","VINNO 5_Emergency主机","V10563","2021-05-27",null,"EmergencyCN","VINNO5","2","VINNO5^LC^48^1Port^15+8"]
[778,"9000773","VINNO 5_MSK主机","V10564","2021-05-27",null,"MSKCN","VINNO5","2","VINNO5^LC^48^1Port^15+8"]
[779,"9000774","VINNO 5_Anesthesia主机","V10565","2021-05-27",null,"AnesthesiaCN","VINNO5","2","VINNO5^LC^48^1Port^15+8"]
[780,"9000775","VINNO 6_Vascular Access主机","V10566","2021-05-27",null,"VascularAccessCN","VINNO6","0","VINNO6^ARM^64^1Port^15+8"]
[781,"9000776","VINNO 6_ICU主机","V10567","2021-05-27",null,"ICUCN","VINNO6","0","VINNO6^ARM^64^1Port^15+8"]
[782,"9000777","VINNO 6_Emergency主机","V10568","2021-05-27",null,"EmergencyCN","VINNO6","0","VINNO6^ARM^64^1Port^15+8"]
[783,"9000778","VINNO 6_MSK主机","V10569","2021-05-27",null,"MSKCN","VINNO6","0","VINNO6^ARM^64^1Port^15+8"]
[784,"9000779","VINNO 6_Anesthesia主机","V10570","2021-05-27",null,"AnesthesiaCN","VINNO6","0","VINNO6^ARM^64^1Port^15+8"]
[785,"9000780","VINNO 8_Vascular Access主机","V10571","2021-05-27",null,"VascularAccessCN","VINNO8","0","VINNO8^ARM^128^1Port^15+8"]
[786,"9000781","VINNO 8_ICU主机","V10572","2021-05-27",null,"ICUCN","VINNO8","0","VINNO8^ARM^128^1Port^15+8"]
[787,"9000782","VINNO 8_Emergency主机","V10573","2021-05-27",null,"EmergencyCN","VINNO8","0","VINNO8^ARM^128^1Port^15+8"]
[788,"9000783","VINNO 8_MSK主机","V10574","2021-05-27",null,"MSKCN","VINNO8","0","VINNO8^ARM^128^1Port^15+8"]
[789,"9000784","VINNO 8_Anesthesia主机","V10575","2021-05-27",null,"AnesthesiaCN","VINNO8","0","VINNO8^ARM^128^1Port^15+8"]
[790,"9000785","VINNO G55-4P-23.8LCD 俄罗斯主机","V10576","2021-05-28",null,"Russia","G55","8","G55^ARM^128^4Port^23.8+10.1"]
[791,"9000786","VINNO G55 ARM-4P-18.5 CHN主机","V10577","2021-06-08",null,"China","G55","6","G55^ARM^128^4Port^18.5+10.1"]
[792,"9000787","VINNO E10E-3P-18.5 EU主机","V10578","2021-06-08",null,"Oversea","E10E","4","E10E^LC^48^3Port^18.5+10.1"]
[793,"9000788","VINNO P3E-3C-EU主机","V10644","2021-06-17",null,"Oversea","P3E-3C","0","P3E^Wifi^32"]
[794,"9000789","VINNO P3-3C-EU主机","V10645","2021-06-17",null,"Oversea","P3-3C","0","P3^Wifi^32"]
[795,"9000790","VINNO P5E-3C-EU主机","V10646","2021-06-17",null,"Oversea","P5E-3C","0","P5E^Wifi^32"]
[796,"9000791","VINNO P5-3C-EU主机","V10647","2021-06-17",null,"Oversea","P5-3C","0","P5^Wifi^32"]
[797,"9000792","VINNO P7E-3C-EU主机","V10648","2021-06-17",null,"Oversea","P7E-3C","0","P7E^Wifi^32"]
[798,"9000793","VINNO P7-3C-EU主机","V10649","2021-06-17",null,"Oversea","P7-3C","0","P7^Wifi^32"]
[799,"9000794","VINNO P3E-7L-EU主机","V10650","2021-06-17",null,"Oversea","P3E-7L","0","P3E^Wifi^32"]
[800,"9000795","VINNO P3-7L-EU主机","V10651","2021-06-17",null,"Oversea","P3-7L","0","P3^Wifi^32"]
[801,"9000796","VINNO P5E-7L-EU主机","V10652","2021-06-17",null,"Oversea","P5E-7L","0","P5E^Wifi^32"]
[802,"9000797","VINNO P5-7L-EU主机","V10653","2021-06-17",null,"Oversea","P5-7L","0","P5^Wifi^32"]
[803,"9000798","VINNO P7E-7L-EU主机","V10654","2021-06-17",null,"Oversea","P7E-7L","0","P7E^Wifi^32"]
[804,"9000799","VINNO P7-7L-EU主机","V10655","2021-06-17",null,"Oversea","P7-7L","0","P7^Wifi^32"]
[805,"9000800","VINNO P3E-2P-EU主机","V10656","2021-06-17",null,"Oversea","P3E-2P","0","P3E^Wifi^32"]
[806,"9000801","VINNO P3-2P-EU主机","V10657","2021-06-17",null,"Oversea","P3-2P","0","P3^Wifi^32"]
[807,"9000802","VINNO P5E-2P-EU主机","V10658","2021-06-17",null,"Oversea","P5E-2P","0","P5E^Wifi^32"]
[808,"9000803","VINNO P5-2P-EU主机","V10659","2021-06-17",null,"Oversea","P5-2P","0","P5^Wifi^32"]
[809,"9000804","VINNO P7E-2P-EU主机","V10660","2021-06-17",null,"Oversea","P7E-2P","0","P7E^Wifi^32"]
[810,"9000805","VINNO P7-2P-EU主机","V10661","2021-06-17",null,"Oversea","P7-2P","0","P7^Wifi^32"]
[811,"9000806","AP2_充电器-EU","V10681","2021-06-17"]
[812,"9000807","AP2_充电器-CN","V10682","2021-06-17"]
[813,"9000808","VINNO D200 VET System主机","V10579","2021-06-22",null,"VET","D200Vet","0","D200Vet^ARM^64^3+1Port^18.5+10.1"]
[814,"9000809","VINNO G65-G1-4P-21.5-0-国内主机","V10580","2021-07-16",null,"China","G65","6","G65^NLP-G1^128^4+1Port^21.5+13.3"]
[815,"9000810","VINNO-X1-3P-21.5-海外版主机","V10581","2021-07-28",null,"Oversea","X1","9","X1^LC^48^3Port^21.5+8"]
[816,"9000811","VINNO 6 TEE LAB主机","V10582","2021-08-03","2021-10-29","LAB","VINNO6Vet","2","VINNO6Vet^ARM^64^1Port^15+8"]
[817,"9000812","VINNO D550 4P-21.5-TEE VET主机","V10583","2021-08-03","2023-01-11","VET","D550Vet","10","D550Vet^ARM^128^4Port^21.5+10.1"]
[818,"9000813","VINNO G65-G1-4P-21.5-印度主机","V10584","2021-08-03",null,"Oversea","G65","6","G65^NLP-G1^128^4+1Port^21.5+13.3"]
[819,"9000814","E10P-3P-21.5-可升降 EU主机","V10585","2021-08-12",null,"Oversea","E10P","5","E10P^LC^48^3Port^21.5+10.1"]
[820,"9000815","ULTIMUS 9 system海外主机","V10586","2021-08-31",null,"Oversea","ULTIMUS9","0","ULTIMUS9^Tu-G1^256^6Port^23.8/27+13.3"]
[821,"9000816","ULTIMUS 9P system海外主机","V10587","2021-08-31",null,"Oversea","ULTIMUS9P","0","ULTIMUS9P^Tu-G1^256^6Port^23.8/27+13.3"]
[822,"9000817","ULTIMUS 9E system海外主机","V10588","2021-08-31",null,"Oversea","ULTIMUS9E","2","ULTIMUS9E^Tu-G1^128^6Port^23.8/27+13.3"]
[823,"9000818","ULTIMUS 8 system海外主机","V10589","2021-08-31",null,"Oversea","ULTIMUS8","1","ULTIMUS8^Tu-G1^192^6Port^23.8/27+13.3"]
[824,"9000819","ULTIMUS 8P system海外主机","V10590","2021-08-31",null,"Oversea","ULTIMUS8P","2","ULTIMUS8P^Tu-G1^128^6Port^23.8/27+13.3"]
[825,"9000820","ULTIMUS 8E system海外主机","V10591","2021-08-31",null,"Oversea","ULTIMUS8E","2","ULTIMUS8E^Tu-G1^128^6Port^23.8/27+13.3"]
[826,"9000821","ULTIMUS 7 system海外主机","V10592","2021-08-31",null,"Oversea","ULTIMUS7","1","ULTIMUS7^Tu-G1^192^6Port^23.8/27+13.3"]
[827,"9000822","ULTIMUS 7P system海外主机","V10593","2021-08-31",null,"Oversea","ULTIMUS7P","2","ULTIMUS7P^Tu-G1^128^6Port^23.8/27+13.3"]
[828,"9000823","ULTIMUS 7E system海外主机","V10594","2021-08-31",null,"Oversea","ULTIMUS7E","1","ULTIMUS7E^Tu-G1^192^6Port^23.8/27+13.3"]
[829,"9000824","ULTIMUS 6 system海外主机","V10595","2021-08-31",null,"Oversea","ULTIMUS6","2","ULTIMUS6^Tu-G1^128^6Port^23.8/27+13.3"]
[830,"9000825","ULTIMUS 6P system海外主机","V10596","2021-08-31",null,"Oversea","ULTIMUS6P","2","ULTIMUS6P^Tu-G1^128^6Port^23.8/27+13.3"]
[831,"9000826","ULTIMUS 6E system海外主机","V10597","2021-08-31",null,"Oversea","ULTIMUS6E","2","ULTIMUS6E^Tu-G1^128^6Port^23.8/27+13.3"]
[832,"9000827","ULTIMUS 5 system海外主机","V10598","2021-08-31",null,"Oversea","ULTIMUS5","2","ULTIMUS5^Tu-G1^128^6Port^23.8/27+13.3"]
[833,"9000828","ULTIMUS 5P system海外主机","V10599","2021-08-31",null,"Oversea","ULTIMUS5P","2","ULTIMUS5P^Tu-G1^128^6Port^23.8/27+13.3"]
[834,"9000829","ULTIMUS 5E system海外主机","V10600","2021-08-31",null,"Oversea","ULTIMUS5E","2","ULTIMUS5E^Tu-G1^128^6Port^23.8/27+13.3"]
[835,"9000830","VINNO E20-4P-21.5俄罗斯版主机","V10601","2021-09-07",null,"Oversea","E20","4","E20^ARM^64^4Port^21.5+10.1"]
[836,"9000831","VINNO P5E-3C-CN主机-CS","V10622","2021-09-07",null,"China","P5E-3C","0","P5E^Wifi^32"]
[837,"9000832","VINNO P7-3C-CN主机-CS","V10623","2021-09-07",null,"China","P7-3C","0","P7^Wifi^32"]
[838,"9000833","VINNO P5E-7L-CN主机-CS","V10624","2021-09-07",null,"China","P5E-7L","0","P5E^Wifi^32"]
[839,"9000834","VINNO P7-7L-CN主机-CS","V10625","2021-09-07",null,"China","P7-7L","0","P7^Wifi^32"]
[840,"9000835","VINNO P5E-2P-CN主机-CS","V10626","2021-09-07",null,"China","P5E-2P","0","P5E^Wifi^32"]
[841,"9000836","VINNO P7-2P-CN主机-CS","V10627","2021-09-07",null,"China","P7-2P","0","P7^Wifi^32"]
[842,"9000837","AP2_充电器-CN(长沙)",null,"2021-09-07",{"$nulls":4},"\u007f"]
[843,"9000838","VINNO Q3E-3C主机（GJB）","V10602","2021-09-29",null,"China","Q3E","0","Q3E^HH^32"]
[844,"9000839","VINNO D700LAB-G1-5P-21.5-海外主机","V10603","2021-10-18",null,"LAB","D700Vet","7","D700Vet^NLP-G1^192^5Port^21.5+13.3"]
[845,"9000840","VINNO G60-G1-4P-21.5-0-国内主机","V10604","2021-10-22",null,"China","G60","6","G60^NLP-G1^128^4+1Port^21.5+13.3"]
[846,"9000841","G55 ARM-4P-21.5-TEE海外主机","V10605","2021-10-30",null,"Oversea","G55","10","G55^ARM^128^4Port^21.5+10.1"]
[847,"9000842","VINNO6-TEE海外主机","V10606","2021-10-30",null,"Oversea","VINNO6","2","VINNO6^ARM^64^1Port^15+8"]
[848,"9000843","VINNO9-EU主机","V10607","2021-11-08",null,"Oversea","VINNO9","0","VINNO9^IQNLP^128^15.6+8"]
[849,"9000844","VINNO9-CHN主机","V10608","2021-11-08",null,"China","VINNO9","0","VINNO9^IQNLP^128^15.6+8"]
[850,"9000845","VINNO9E-EU主机","V10609","2021-11-08",null,"Oversea","VINNO9E","0","VINNO9E^IQNLP^128^15.6+8"]
[851,"9000846","VINNO9E-CHN主机","V10610","2021-11-08",null,"China","VINNO9E","0","VINNO9E^IQNLP^128^15.6+8"]
[852,"9000847","VINNO9P-EU主机","V10611","2021-11-08",null,"Oversea","VINNO9P","0","VINNO9P^IQNLP^128^15.6+8"]
[853,"9000848","VINNO9P-CHN主机","V10612","2021-11-08",null,"China","VINNO9P","0","VINNO9P^IQNLP^128^15.6+8"]
[854,"9000849","VINNO10-EU主机","V10613","2021-11-08",null,"Oversea","VINNO10","0","VINNO10^IQNLP^128^15.6+8"]
[855,"9000850","VINNO10-CHN主机","V10614","2021-11-08",null,"China","VINNO10","0","VINNO10^IQNLP^128^15.6+8"]
[856,"9000851","VINNO10E-EU主机","V10615","2021-11-08",null,"Oversea","VINNO10E","0","VINNO10E^IQNLP^128^15.6+8"]
[857,"9000852","VINNO10E-CHN主机","V10616","2021-11-08",null,"China","VINNO10E","0","VINNO10E^IQNLP^128^15.6+8"]
[858,"9000853","VINNO10P-EU主机","V10617","2021-11-08",null,"Oversea","VINNO10P","0","VINNO10P^IQNLP^128^15.6+8"]
[859,"9000854","VINNO10P-CHN主机","V10618","2021-11-08",null,"China","VINNO10P","0","VINNO10P^IQNLP^128^15.6+8"]
[860,"9000855","VINNO D650VET-G1-5P-21.5-海外主机","V10619","2021-12-03",null,"VET","D650Vet","7","D650Vet^NLP-G1^128^5Port^21.5+13.3"]
[861,"9000856","VINNO R300-4P-21.5-13.3 CHN主机-CS","V10405","2021-12-09",null,"China","R300","0","R300^XARM^64^4Port^21.5+13.3"]
[862,"9000857","VINNO R500-5P-23.8-13.3 CHN主机-CS","V10421","2021-12-09",null,"China","R500","2","R500^XARM^64^5Port^23.8+13.3"]
[863,"9000858","VINNO R600-4P-21.5-13.3 CHN主机-CS","V10437","2021-12-09",null,"China","R600","4","R600^IQNLP^128^4Port^21.5+13.3"]
[864,"9000859","VINNO R700-5P-23.8-15.6 CHN主机-CS","V10463","2021-12-09",null,"China","R700","6","R700^IQNLP^128^5Port^23.8+15.6"]
[865,"9000860","VINNO UE500 CHN主机","V10620","2021-12-14"]
[866,"9000861","VINNO UE500 EU主机","V10621","2021-12-20"]
[867,"9000862","ULTIMUS-9E-system-CHN主机-CS_旗舰版","V10666","2021-12-24",null,"China","ULTIMUS9E","2","ULTIMUS9E^Tu-G1^128^6Port^23.8/27+13.3"]
[868,"9000863","ULTIMUS-8P-system-CHN主机-CS_全身应用版","V10667","2021-12-24",null,"China","ULTIMUS8P","2","ULTIMUS8P^Tu-G1^128^6Port^23.8/27+13.3"]
[869,"9000864","ULTIMUS-8E-system-CHN主机-CS","V10668","2021-12-24",null,"China","ULTIMUS8E","2","ULTIMUS8E^Tu-G1^128^6Port^23.8/27+13.3"]
[870,"9000865","ULTIMUS-7P-system-CHN主机-CS_全身应用版","V10669","2021-12-24",null,"China","ULTIMUS7P","2","ULTIMUS7P^Tu-G1^128^6Port^23.8/27+13.3"]
[871,"9000866","SP30远程系统推车",null,"2022-01-05"]
[872,"9000867","VINNO G65-G1-4P-21.5-海外主机（巴西）","V10662","2022-02-22",null,"Oversea","G65","8","G65^NLP-G1^128^4+1Port^21.5+13.3"]
[873,"9000868","VINNO G86-G0-5P-21.5-海外主机（巴西）","V10663","2022-02-22",null,"Oversea","G86","8","G86^MLP-G0^192^5Port^21.5+13.3"]
[874,"9000869","VINNO G86-G0-5P-23.8-海外主机（巴西）","V10664","2022-02-22",null,"Oversea","G86","8","G86^MLP-G0^192^5Port^23.8+13.3"]
[875,"9000870","VINNO 8-EXP-海外主机","V10665","2022-03-10",null,"Oversea","VINNO8EXP","0","VINNO8EXP^ARM^128^1Port^15+8"]
[876,"9000871","VINNO9-CHN主机-CS","V10670","2022-05-17",null,"China","VINNO9","6","VINNO9^IQNLP^128^15.6+8"]
[877,"9000872","VINNO9E-CHN主机-CS","V10671","2022-05-17",null,"China","VINNO9E","6","VINNO9E^IQNLP^128^15.6+8"]
[878,"9000873","VINNO9P-CHN主机-CS","V10672","2022-05-17",null,"China","VINNO9P","6","VINNO9P^IQNLP^128^15.6+8"]
[879,"9000874","VINNO10-CHN主机-CS","V10673","2022-05-17",null,"China","VINNO10","6","VINNO10^IQNLP^128^15.6+8"]
[880,"9000875","VINNO10E-CHN主机-CS","V10674","2022-05-17",null,"China","VINNO10E","6","VINNO10E^IQNLP^128^15.6+8"]
[881,"9000876","VINNO10P-CHN主机-CS","V10675","2022-05-17",null,"China","VINNO10P","6","VINNO10P^IQNLP^128^15.6+8"]
[882,"9000877","VINNO F8A_CN主机-CS","V10838","2022-05-31"]
[883,"9000878","VINNO F8B_CN主机-CS","V10839","2022-05-31"]
[884,"9000879","VINNO F6A_CN主机-CS","V10840","2022-05-31"]
[885,"9000880","VINNO X35 Xarm-4P-21.5 EU主机","V10676","2022-06-07",null,"Oversea","X35","4","X35^XARM^64^4Port^21.5+10.1"]
[886,"9000881","VINNO E35 Xarm-4P-18.5 CHN主机","V10677","2022-06-07",null,"China","E35","4","E35^XARM^64^4Port^18.5+10.1"]
[887,"9000882","VINNO D650VET-G2-4P-21.5-海外主机","V10512","2022-06-29",null,"VET","D650Vet","4","D650Vet^NLP-G2^128^4+1Port^21.5+13.3"]
[888,"9000883","VINNO D650VET-G2-5P-21.5-海外主机","V10619","2022-06-29",null,"VET","D650Vet","5","D650Vet^NLP-G2^128^5Port^21.5+13.3"]
[889,"9000884","VINNO D650LAB-G2-5P-21.5-海外主机","V10678","2022-06-29",null,"LAB","D650Vet","5","D650Vet^NLP-G2^128^5Port^21.5+13.3"]
[890,"9000885","VINNO D700VET-G2-4P-21.5-海外主机","V10368","2022-06-29",null,"VET","D700Vet","4","D700Vet^NLP-G2^192^4Port^21.5+13.3"]
[891,"9000886","VINNO D700LAB-G2-4P-21.5-海外主机","V10378","2022-06-29",null,"LAB","D700Vet","4","D700Vet^NLP-G2^192^4Port^21.5+13.3"]
[892,"9000887","VINNO D800VET-G2-5P-21.5-海外主机","V10510","2022-06-29",null,"VET","D800Vet","5","D800Vet^NLP-G2^192^5Port^21.5+13.3"]
[893,"9000888","VINNO D800LAB-G2-5P-21.5-海外主机","V10679","2022-06-29",null,"LAB","D800Vet","5","D800Vet^NLP-G2^192^5Port^21.5+13.3"]
[894,"9000889","VINNO D860VET-G2-5P-23.8-海外主机","V10511","2022-06-29",null,"VET","D860Vet","7","D860Vet^MLP-G2^192^5Port^23.8+13.3"]
[895,"9000890","VINNO D860LAB-G2-5P-23.8-海外主机","V10680","2022-06-29",null,"LAB","D860Vet","7","D860Vet^MLP-G2^192^5Port^23.8+13.3"]
[896,"9000891","VINNO G65-G2-4P-21.5-海外主机","V10724","2022-07-22",null,"Oversea","G65","4","G65^NLP-G2^128^4+1Port^21.5^13.3"]
[897,"9000892","VINNO S300-4P-21.5-13.3 EU主机","V10725","2022-07-29",null,"Oversea","S300","0","S300^LC^48^4Port^21.5\"+13.3\""]
[898,"9000893","VINNO S300-4P-21.5-13.3 CHN主机","V10726","2022-07-29",null,"China","S300","0","S300^LC^48^4Port^21.5\"+13.3\""]
[899,"9000894","VINNO S310-4P-21.5-13.3 EU主机","V10727","2022-07-29",null,"Oversea","S310","0","S310^LC^48^4Port^21.5\"+13.3\""]
[900,"9000895","VINNO S310-4P-21.5-13.3 CHN主机","V10728","2022-07-29",null,"China","S310","0","S310^LC^48^4Port^21.5\"+13.3\""]
[901,"9000896","VINNO S320-4P-21.5-13.3 EU主机","V10729","2022-07-29",null,"Oversea","S320","0","S320^LC^48^4Port^21.5\"+13.3\""]
[902,"9000897","VINNO S320-4P-21.5-13.3 CHN主机","V10730","2022-07-29",null,"China","S320","0","S320^LC^48^4Port^21.5\"+13.3\""]
[903,"9000898","VINNO S330-4P-21.5-13.3 EU主机","V10731","2022-07-29",null,"Oversea","S330","0","S330^LC^48^4Port^21.5\"+13.3\""]
[904,"9000899","VINNO S330-4P-21.5-13.3 CHN主机","V10732","2022-07-29",null,"China","S330","0","S330^LC^48^4Port^21.5\"+13.3\""]
[905,"9000900","VINNO S350-4P-21.5-13.3 EU主机","V10733","2022-07-29",null,"Oversea","S350","0","S350^LC^48^4Port^21.5\"+13.3\""]
[906,"9000901","VINNO S350-4P-21.5-13.3 CHN主机","V10734","2022-07-29",null,"China","S350","0","S350^LC^48^4Port^21.5\"+13.3\""]
[907,"9000902","VINNO S360-4P-21.5-15.6 EU主机","V10735","2022-07-29",null,"Oversea","S360","1","S360^LC^48^4Port^21.5\"+15.6\""]
[908,"9000903","VINNO S360-4P-21.5-15.6 CHN主机","V10736","2022-07-29",null,"China","S360","1","S360^LC^48^4Port^21.5\"+15.6\""]
[909,"9000904","VINNO S370-4P-21.5-13.3 EU主机","V10737","2022-07-29",null,"Oversea","S370","0","S370^LC^48^4Port^21.5\"+13.3\""]
[910,"9000905","VINNO S370-4P-21.5-13.3 CHN主机","V10738","2022-07-29",null,"China","S370","0","S370^LC^48^4Port^21.5\"+13.3\""]
[911,"9000906","VINNO S380-4P-21.5-15.6 EU主机","V10739","2022-07-29",null,"Oversea","S380","1","S380^LC^48^4Port^21.5\"+15.6\""]
[912,"9000907","VINNO S380-4P-21.5-15.6 CHN主机","V10740","2022-07-29",null,"China","S380","1","S380^LC^48^4Port^21.5\"+15.6\""]
[913,"9000908","VINNO S500-5P-23.8-13.3 EU主机","V10741","2022-07-29",null,"Oversea","S500","3","S500^LC^48^5Port^23.8\"+13.3\""]
[914,"9000909","VINNO S500-5P-23.8-13.3 CHN主机","V10742","2022-07-29",null,"China","S500","3","S500^LC^48^5Port^23.8\"+13.3\""]
[915,"9000910","VINNO S510-5P-23.8-13.3 EU主机","V10743","2022-07-29",null,"Oversea","S510","3","S510^LC^48^5Port^23.8\"+13.3\""]
[916,"9000911","VINNO S510-5P-23.8-13.3 CHN主机","V10744","2022-07-29",null,"China","S510","3","S510^LC^48^5Port^23.8\"+13.3\""]
[917,"9000912","VINNO S520-5P-23.8-13.3 EU主机","V10745","2022-07-29",null,"Oversea","S520","3","S520^LC^48^5Port^23.8\"+13.3\""]
[918,"9000913","VINNO S520-5P-23.8-13.3 CHN主机","V10746","2022-07-29",null,"China","S520","3","S520^LC^48^5Port^23.8\"+13.3\""]
[919,"9000914","VINNO S530-5P-23.8-13.3 EU主机","V10747","2022-07-29",null,"Oversea","S530","3","S530^LC^48^5Port^23.8\"+13.3\""]
[920,"9000915","VINNO S530-5P-23.8-13.3 CHN主机","V10748","2022-07-29",null,"China","S530","3","S530^LC^48^5Port^23.8\"+13.3\""]
[921,"9000916","VINNO S550-5P-23.8-13.3 EU主机","V10749","2022-07-29",null,"Oversea","S550","3","S550^LC^48^5Port^23.8\"+13.3\""]
[922,"9000917","VINNO S550-5P-23.8-13.3 CHN主机","V10750","2022-07-29",null,"China","S550","3","S550^LC^48^5Port^23.8\"+13.3\""]
[923,"9000918","VINNO S560-5P-23.8-15.6 EU主机","V10751","2022-07-29",null,"Oversea","S560","4","S560^LC^48^5Port^23.8\"+15.6\""]
[924,"9000919","VINNO S560-5P-23.8-15.6 CHN主机","V10752","2022-07-29",null,"China","S560","4","S560^LC^48^5Port^23.8\"+15.6\""]
[925,"9000920","VINNO S570-5P-23.8-13.3 EU主机","V10753","2022-07-29",null,"Oversea","S570","3","S570^LC^48^5Port^23.8\"+13.3\""]
[926,"9000921","VINNO S570-5P-23.8-13.3 CHN主机","V10754","2022-07-29",null,"China","S570","3","S570^LC^48^5Port^23.8\"+13.3\""]
[927,"9000922","VINNO S580-5P-23.8-15.6 EU主机","V10755","2022-07-29",null,"Oversea","S580","4","S580^LC^48^5Port^23.8\"+15.6\""]
[928,"9000923","VINNO S580-5P-23.8-15.6 CHN主机","V10756","2022-07-29",null,"China","S580","4","S580^LC^48^5Port^23.8\"+15.6\""]
[929,"9000924","VINNO S600-4P-21.5-13.3 EU主机","V10757","2022-07-29",null,"Oversea","S600","5","S600^XARM^64^4Port^21.5\"+13.3\""]
[930,"9000925","VINNO S600-4P-21.5-13.3 CHN主机","V10758","2022-07-29",null,"China","S600","5","S600^XARM^64^4Port^21.5\"+13.3\""]
[931,"9000926","VINNO S610-4P-21.5-13.3 EU主机","V10759","2022-07-29",null,"Oversea","S610","5","S610^XARM^64^4Port^21.5\"+13.3\""]
[932,"9000927","VINNO S610-4P-21.5-13.3 CHN主机","V10760","2022-07-29",null,"China","S610","5","S610^XARM^64^4Port^21.5\"+13.3\""]
[933,"9000928","VINNO S620-4P-21.5-13.3 EU主机","V10761","2022-07-29",null,"Oversea","S620","5","S620^XARM^64^4Port^21.5\"+13.3\""]
[934,"9000929","VINNO S620-4P-21.5-13.3 CHN主机","V10762","2022-07-29",null,"China","S620","5","S620^XARM^64^4Port^21.5\"+13.3\""]
[935,"9000930","VINNO S630-4P-21.5-13.3 EU主机","V10763","2022-07-29",null,"Oversea","S630","5","S630^XARM^64^4Port^21.5\"+13.3\""]
[936,"9000931","VINNO S630-4P-21.5-13.3 CHN主机","V10764","2022-07-29",null,"China","S630","5","S630^XARM^64^4Port^21.5\"+13.3\""]
[937,"9000932","VINNO S650-4P-21.5-13.3 EU主机","V10765","2022-07-29",null,"Oversea","S650","5","S650^XARM^64^4Port^21.5\"+13.3\""]
[938,"9000933","VINNO S650-4P-21.5-13.3 CHN主机","V10766","2022-07-29",null,"China","S650","5","S650^XARM^64^4Port^21.5\"+13.3\""]
[939,"9000934","VINNO S660-4P-21.5-15.6 EU主机","V10767","2022-07-29",null,"Oversea","S660","6","S660^XARM^64^4Port^21.5\"+15.6\""]
[940,"9000935","VINNO S660-4P-21.5-15.6 CHN主机","V10768","2022-07-29",null,"China","S660","6","S660^XARM^64^4Port^21.5\"+15.6\""]
[941,"9000936","VINNO S680-4P-21.5-15.6 EU主机","V10769","2022-07-29",null,"Oversea","S680","6","S680^XARM^64^4Port^21.5\"+15.6\""]
[942,"9000937","VINNO S680-4P-21.5-15.6 CHN主机","V10770","2022-07-29",null,"China","S680","6","S680^XARM^64^4Port^21.5\"+15.6\""]
[943,"9000938","VINNO S700-5P-23.8-15.6 EU主机","V10771","2022-07-29",null,"Oversea","S700","7","S700^XARM^64^5Port^23.8\"+15.6\""]
[944,"9000939","VINNO S700-5P-23.8-15.6 CHN主机","V10772","2022-07-29",null,"China","S700","7","S700^XARM^64^5Port^23.8\"+15.6\""]
[945,"9000940","VINNO S710-5P-23.8-15.6 EU主机","V10773","2022-07-29",null,"Oversea","S710","7","S710^XARM^64^5Port^23.8\"+15.6\""]
[946,"9000941","VINNO S710-5P-23.8-15.6 CHN主机","V10774","2022-07-29",null,"China","S710","7","S710^XARM^64^5Port^23.8\"+15.6\""]
[947,"9000942","VINNO S720-5P-23.8-15.6 EU主机","V10775","2022-07-29",null,"Oversea","S720","7","S720^XARM^64^5Port^23.8\"+15.6\""]
[948,"9000943","VINNO S720-5P-23.8-15.6 CHN主机","V10776","2022-07-29",null,"China","S720","7","S720^XARM^64^5Port^23.8\"+15.6\""]
[949,"9000944","VINNO S730-5P-23.8-15.6 EU主机","V10777","2022-07-29",null,"Oversea","S730","7","S730^XARM^64^5Port^23.8\"+15.6\""]
[950,"9000945","VINNO S730-5P-23.8-15.6 CHN主机","V10778","2022-07-29",null,"China","S730","7","S730^XARM^64^5Port^23.8\"+15.6\""]
[951,"9000946","VINNO S750-5P-23.8-15.6 EU主机","V10779","2022-07-29",null,"Oversea","S750","7","S750^XARM^64^5Port^23.8\"+15.6\""]
[952,"9000947","VINNO S750-5P-23.8-15.6 CHN主机","V10780","2022-07-29",null,"China","S750","7","S750^XARM^64^5Port^23.8\"+15.6\""]
[953,"9000948","VINNO S760-5P-23.8-15.6 EU主机","V10781","2022-07-29",null,"Oversea","S760","7","S760^XARM^64^5Port^23.8\"+15.6\""]
[954,"9000949","VINNO S760-5P-23.8-15.6 CHN主机","V10782","2022-07-29",null,"China","S760","7","S760^XARM^64^5Port^23.8\"+15.6\""]
[955,"9000950","VINNO S780-5P-23.8-15.6 EU主机","V10783","2022-07-29",null,"Oversea","S780","7","S780^XARM^64^5Port^23.8\"+15.6\""]
[956,"9000951","VINNO S780-5P-23.8-15.6 CHN主机","V10784","2022-07-29",null,"China","S780","7","S780^XARM^64^5Port^23.8\"+15.6\""]
[957,"9000952","VINNO P3E-3C-巴西版主机","V10785","2022-09-08",null,"Oversea","P3E-3C","0","P3E^Wifi^32"]
[958,"9000953","VINNO P3-3C-巴西版主机","V10786","2022-09-08",null,"Oversea","P3-3C","0","P3^Wifi^32"]
[959,"9000954","VINNO P5E-3C-巴西版主机","V10787","2022-09-08",null,"Oversea","P5E-3C","0","P5E^Wifi^32"]
[960,"9000955","VINNO P5-3C-巴西版主机","V10788","2022-09-08",null,"Oversea","P5-3C","0","P5^Wifi^32"]
[961,"9000956","VINNO P7E-3C-巴西版主机","V10789","2022-09-08",null,"Oversea","P7E-3C","0","P7E^Wifi^32"]
[962,"9000957","VINNO P7-3C-巴西版主机","V10790","2022-09-08",null,"Oversea","P7-3C","0","P7^Wifi^32"]
[963,"9000958","VINNO P3E-7L-巴西版主机","V10791","2022-09-08",null,"Oversea","P3E-7L","0","P3E^Wifi^32"]
[964,"9000959","VINNO P3-7L-巴西版主机","V10792","2022-09-08",null,"Oversea","P3-7L","0","P3^Wifi^32"]
[965,"9000960","VINNO P5E-7L-巴西版主机","V10793","2022-09-08",null,"Oversea","P5E-7L","0","P5E^Wifi^32"]
[966,"9000961","VINNO P5-7L-巴西版主机","V10794","2022-09-08",null,"Oversea","P5-7L","0","P5^Wifi^32"]
[967,"9000962","VINNO P7E-7L-巴西版主机","V10795","2022-09-08",null,"Oversea","P7E-7L","0","P7E^Wifi^32"]
[968,"9000963","VINNO P7-7L-巴西版主机","V10796","2022-09-08",null,"Oversea","P7-7L","0","P7^Wifi^32"]
[969,"9000964","VINNO P3E-2P-巴西版主机","V10797","2022-09-08",null,"Oversea","P3E-2P","0","P3E^Wifi^32"]
[970,"9000965","VINNO P3-2P-巴西版主机","V10798","2022-09-08",null,"Oversea","P3-2P","0","P3^Wifi^32"]
[971,"9000966","VINNO P5E-2P-巴西版主机","V10799","2022-09-08",null,"Oversea","P5E-2P","0","P5E^Wifi^32"]
[972,"9000967","VINNO P5-2P-巴西版主机","V10800","2022-09-08",null,"Oversea","P5-2P","0","P5^Wifi^32"]
[973,"9000968","VINNO P7E-2P-巴西版主机","V10801","2022-09-08",null,"Oversea","P7E-2P","0","P7E^Wifi^32"]
[974,"9000969","VINNO P7-2P-巴西版主机","V10802","2022-09-08",null,"Oversea","P7-2P","0","P7^Wifi^32"]
[975,"9000970","VINNO G65-G2-4P-21.5-海外主机（巴西）","V10662","2022-09-15",null,"Oversea","G65","4","G65^NLP-G2^128^4+1Port^21.5+13.3"]
[976,"9000971","VINNO G86-G2-5P-21.5-海外主机（巴西）","V10663","2022-09-15",null,"Oversea","G86","2","G86^MLP-G2^192^5Port^21.5+13.3"]
[977,"9000972","VINNO G86-G2-5P-23.8-海外主机（巴西）","V10664","2022-09-15",null,"Oversea","G86","2","G86^MLP-G2^192^5Port^23.8+13.3"]
[978,"9000973","VINNO Q3+ 3C-CHN主机-CS","V10803","2022-09-19",null,"China","Q3+-3C","0","Q3+^HH^32"]
[979,"9000974","VINNO Q5E+ 3C-CHN主机-CS","V10804","2022-09-19",null,"China","Q5E+-3C","0","Q5E+^HH^32"]
[980,"9000975","VINNO Q5+ 3C-CHN主机-CS","V10805","2022-09-19",null,"China","Q5+-3C","0","Q5+^HH^32"]
[981,"9000976","VINNO Q3E+ 7L-CHN主机-CS","V10806","2022-09-19",null,"China","Q3E+-7L","0","Q3E+^HH^32"]
[982,"9000977","VINNO Q3+ 7L-CHN主机-CS","V10807","2022-09-19",null,"China","Q3+-7L","0","Q3+^HH^32"]
[983,"9000978","VINNO Q5E+ 7L-CHN主机-CS","V10808","2022-09-19",null,"China","Q5E+-7L","0","Q5E+^HH^32"]
[984,"9000979","VINNO Q5+ 7L-CHN主机-CS","V10809","2022-09-19",null,"China","Q5+-7L","0","Q5+^HH^32"]
[985,"9000980","VINNO Q3E+ 2P-CHN主机-CS","V10810","2022-09-19",null,"China","Q3E+-2P","0","Q3E+^HH^32"]
[986,"9000981","VINNO Q3+ 2P-CHN主机-CS","V10811","2022-09-19",null,"China","Q3+-2P","0","Q3+^HH^32"]
[987,"9000982","VINNO Q5E+ 2P-CHN主机-CS","V10812","2022-09-19",null,"China","Q5E+-2P","0","Q5E+^HH^32"]
[988,"9000983","VINNO Q5+ 2P-CHN主机-CS","V10813","2022-09-19",null,"China","Q5+-2P","0","Q5+^HH^32"]
[989,"9000984","VINNO Q3E+ 3C-CHN主机-CS","V10814","2022-09-19",null,"China","Q3E+-3C","0","Q3E+^HH^32"]
[990,"9000985","VINNO Q3+ 3C-EU主机","V10815","2022-09-19",null,"Oversea","Q3+-3C","0","Q3+^HH^32"]
[991,"9000986","VINNO Q5E+ 3C-EU主机","V10816","2022-09-19",null,"Oversea","Q5E+-3C","0","Q5E+^HH^32"]
[992,"9000987","VINNO Q5+ 3C-EU主机","V10817","2022-09-19",null,"Oversea","Q5+-3C","0","Q5+^HH^32"]
[993,"9000988","VINNO Q3E+ 7L-EU主机","V10818","2022-09-19",null,"Oversea","Q3E+-7L","0","Q3E+^HH^32"]
[994,"9000989","VINNO Q3+ 7L-EU主机","V10819","2022-09-19",null,"Oversea","Q3+-7L","0","Q3+^HH^32"]
[995,"9000990","VINNO Q5E+ 7L-EU主机","V10820","2022-09-19",null,"Oversea","Q5E+-7L","0","Q5E+^HH^32"]
[996,"9000991","VINNO Q5+ 7L-EU主机","V10821","2022-09-19",null,"Oversea","Q5+-7L","0","Q5+^HH^32"]
[997,"9000992","VINNO Q3E+ 2P-EU主机","V10822","2022-09-19",null,"Oversea","Q3E+-2P","0","Q3E+^HH^32"]
[998,"9000993","VINNO Q3+ 2P-EU主机","V10823","2022-09-19",null,"Oversea","Q3+-2P","0","Q3+^HH^32"]
[999,"9000994","VINNO Q5E+ 2P-EU主机","V10824","2022-09-19",null,"Oversea","Q5E+-2P","0","Q5E+^HH^32"]
[1000,"9000995","VINNO Q5+ 2P-EU主机","V10825","2022-09-19",null,"Oversea","Q5+-2P","0","Q5+^HH^32"]
[1001,"9000996","VINNO Q3E+ 3C-EU主机","V10826","2022-09-19",null,"Oversea","Q3E+-3C","0","Q3E+^HH^32"]
[1002,"9000997","VINNO 8 LAB主机","V10827","2022-10-28",null,"LAB","D8Vet","0","D8Vet^ARM^128^1Port^15+8"]
[1003,"9000998","VINNO E35 Xarm-3P-21.5-R-EU主机","V10835","2022-12-02",null,"Oversea","E35","3","E35^XARM^64^3+1Port^21.5+10.1"]
[1004,"9000999","二代魔盒","V10836","2022-12-05"]
[1005,"9001000","VINNO R300-5P-21.5-13.3 EU主机","V10841","2022-12-13",null,"Oversea","R300","3","R300^XARM^64^5Port^21.5+13.3"]
[1006,"9001001","ULTIMUS 9E system CHN主机_科研版","V10842","2022-12-15",null,"China","ULTIMUS9E","3","ULTIMUS9E^Tu-G1^128^6Port^23.8/27+13.3"]
[1007,"9001002","ULTIMUS 9E system CHN主机-CS_科研版","V10843","2022-12-15",null,"China","ULTIMUS9E","3","ULTIMUS9E^Tu-G1^128^6Port^23.8/27+13.3"]
[1008,"9001003","VINNO 8 TEE海外版主机","V10844","2022-12-22",null,"Oversea","VINNO8","2","VINNO8^ARM^128^1Port^15+8"]
[1009,"9001004","VINNO G86-G2-5P-23.8-海外主机-Front&Back","V10845","2022-12-28",null,"Oversea","G86","2","G86^MLP-G2^192^5Port^23.8+13.3"]
[1010,"9001005","VINNO G86-G2-5P-23.8-国内主机-Front&Back","V10846","2022-12-28",null,"China","G86","2","G86^MLP-G2^192^5Port^23.8+13.3"]
[1011,"9001006","VINNO M86-G2-5P-21.5-海外主机-Front&Back","V10847","2022-12-28",null,"Oversea","M86","5","M86^MLP-G2^192^5Port^21.5^13.3"]
[1012,"9001007","VINNO M86-G2-5P-21.5-国内主机-Front&Back","V10848","2022-12-28",null,"China","M86","5","M86^MLP-G2^192^5Port^21.5^13.3"]
[1013,"9001008","VINNO G65-G2-5P-21.5-海外主机-Front&Back","V10849","2022-12-28",null,"Oversea","G65","5","G65^NLP-G2^128^5Port^21.5^13.3"]
[1014,"9001009","VINNO G65-G2-5P-21.5-国内主机-Front&Back","V10850","2022-12-28",null,"China","G65","5","G65^NLP-G2^128^5Port^21.5^13.3"]
[1015,"9001010","VINNO P5-3C-VET主机","V10856","2023-02-17",null,"Oversea","P5-3C","0","P5^Wifi^32"]
[1016,"9001011","VINNO P5-7L-VET主机","V10857","2023-02-17",null,"Oversea","P5-7L","0","P5^Wifi^32"]
[1017,"9001012","VINNO P5-2P-VET主机","V10858","2023-02-17",null,"Oversea","P5-2P","0","P5^Wifi^32"]
[1018,"9001013","VINNO E20-4P-21.5 VET主机","V10859","2023-02-20",null,"Oversea","E20Vet","4","E20Vet^ARM^64^4Port^21.5+10.1"]
[1019,"9001014","VINNO E10-3P-21.5 VET主机","V10860","2023-02-20",null,"Oversea","E10Vet","5","E10Vet^LC^48^3Port^21.5+10.1"]
[1020,"9001015","VINNO X1-3P-18.5 VET主机","V10861","2023-02-20",null,"Oversea","X1Vet","5","X1Vet^LC^48^3Port^18.5+8"]
[1021,"9001016","VINNO X2-4P-21.5 VET主机","V10862","2023-02-20",null,"Oversea","X2Vet","7","X2Vet^LC^48^4Port^21.5+10.1"]
[1022,"9001017","VINNO A3 无-Svideo EU主机","V10863","2023-03-02",null,"Oversea","A3","0","A3^TOONA^32^2Port^15.6"]
[1023,"9001018","VINNO A3 无-Svideo 巴西版主机","V10864","2023-03-02",null,"Oversea","A3","0","A3^TOONA^32^2Port^15.6"]
[1024,"9001019","ULTIMUS 9E system海外主机_CV版","V10865","2023-03-23","2023-04-25","Oversea","ULTIMUS9E","6","ULTIMUS9E^Tu-G1^128^6Port^23.8/27+13.3"]
[1025,"9001020","ULTIMUS 9E system海外主机_RAD版","V10866","2023-03-23",null,"Oversea","ULTIMUS9E","5","ULTIMUS9E^Tu-G1^128^6Port^23.8/27+13.3"]
[1026,"9001021","ULTIMUS 9E system海外主机_OB版","V10867","2023-03-23",null,"Oversea","ULTIMUS9E","4","ULTIMUS9E^Tu-G1^128^6Port^23.8/27+13.3"]
[1027,"9001022","ULTIMUS 8P system CHN主机_妇产版","V10868","2023-03-23",null,"China\u007f","ULTIMUS8P","3","ULTIMUS8P^Tu-G1^128^6Port^23.8/27+13.3"]
[1028,"9001023","ULTIMUS 7P system CHN主机_妇产版","V10869","2023-03-23",null,"China","ULTIMUS7P","3","ULTIMUS7P^Tu-G1^128^6Port^23.8/27+13.3"]
[1029,"9001024","ULTIMUS 8P system CHN主机-CS_妇产版","V10870","2023-03-23",null,"China","ULTIMUS8P","3","ULTIMUS8P^Tu-G1^128^6Port^23.8/27+13.3"]
[1030,"9001025","ULTIMUS 7P system CHN主机-CS_妇产版","V10871","2023-03-23",null,"China","ULTIMUS7P","3","ULTIMUS7P^Tu-G1^128^6Port^23.8/27+13.3"]
[1031,"9001026","ULTIMUS 9E system海外主机_美标","V10872","2023-04-12",null,"Oversea","ULTIMUS9E","2","ULTIMUS9E^Tu-G1^128^6Port^23.8/27+13.3"]
[1032,"9001027","ULTIMUS 9E system海外主机_CV版_美标","V10873","2023-04-12",null,"Oversea","ULTIMUS9E","6","ULTIMUS9E^Tu-G1^128^6Port^23.8/27+13.3"]
[1033,"9001028","VINNO M86E-G2-5P-23.8-国内主机-Front&Back","V10874","2023-04-13",null,"China","M86E","5","M86E^NLP-G2^192^5Port^23.8^13.3"]
[1034,"9001029","ULTIMUS 9E system海外主机_欧标","V10875","2023-04-14",null,"Oversea","ULTIMUS9E","2","ULTIMUS9E^Tu-G1^128^6Port^23.8/27+13.3"]
[1035,"9001030","ULTIMUS 9E system海外主机_CV版_欧标","V10876","2023-04-14",null,"Oversea","ULTIMUS9E","6","ULTIMUS9E^Tu-G1^128^6Port^23.8/27+13.3"]
[1036,"9001031","VINNO D760VET-G2-5P-21.5-海外主机","V10877","2023-04-21",null,"VET","D760Vet","0","D760Vet^NLP-G2^128^5Port^21.5+13.3"]
[1037,"9001032","VINNO G86-G3-5P-21.5-国内主机-Front&Back","V10878","2023-04-24",null,"China","G86","2","G86^MLP-G3^192^5Port^21.5+13.3"]
[1038,"9001033","VINNO D700VET-G2-5P-21.5-海外主机","V10879","2023-04-26",null,"VET","D700Vet","3","D700Vet^NLP-G2^128^5Port^21.5+13.3"]
[1039,"9001034","VINNO D10 VET主机","V10880","2023-06-27",null,"VET","D10Vet ","0","D10VET^IQNLP^128^15.6+8"]
[1040,"9001035","VINNO D10 LAB主机","V10881","2023-06-27",null,"LAB","D10Vet ","0","D10VET^IQNLP^128^15.6+8"]
[1041,"9001036","ULTIMUS 9LAB主机","V10882","2023-07-05",null,"LAB","ULTIMUS 9LAB","2","ULTIMUS 9LAB^Tu-G1^128^6Port^23.8/27+13.3"]
[1042,"9001037","ULTIMUS 9V主机","V10883","2023-07-05",null,"VET","ULTIMUS9V","2","ULTIMUS 9V^Tu-G1^128^6Port^23.8/27+13.3"]
[1043,"9001038","D90-5P-23.8-15.6 VET主机","V10884","2023-07-07",null,"VET","D90VET","6","D90VET^IQNLP^128^5Port^23.8+15.6"]
[1044,"9001039","D80-5P-23.8-15.6 VET主机","V10885","2023-07-07",null,"VET","D80VET","6","D80VET^IQNLP^128^5Port^23.8+15.6"]
[1045,"9001040","D80-5P-21.5-13.3 VET主机","V10886","2023-07-07",null,"VET","D80VET","4","D80VET^IQNLP^128^5Port^21.5+13.3"]
[1046,"9001041","D70-5P-21.5-13.3 VET主机","V10887","2023-07-07",null,"VET","D70VET","4","D70VET^XARM^64^5Port^21.5+13.3"]
[1047,"9001042","D70-5P-23.8-15.6 VET主机","V10888","2023-07-07",null,"VET","D70VET","6","D70VET^XARM^64^5Port^23.8+15.6"]
[1048,"9001043","VINNO Q3E+ 3C-巴西版主机","V10889","2023-07-07",null,"Oversea","Q3E+-3C","0","Q3E+^HH^32"]
[1049,"9001044","VINNO Q3+ 3C-巴西版主机","V10890","2023-07-07",null,"Oversea","Q3+-3C","0","Q3+^HH^32"]
[1050,"9001045","VINNO Q5E+ 3C-巴西版主机","V10891","2023-07-07",null,"Oversea","Q5E+-3C","0","Q5E+^HH^32"]
[1051,"9001046","VINNO Q5+ 3C-巴西版主机","V10892","2023-07-07",null,"Oversea","Q5+-3C","0","Q5+^HH^32"]
[1052,"9001047","VINNO Q3E+ 7L-巴西版主机","V10893","2023-07-07",null,"Oversea","Q3E+-7L","0","Q3E+^HH^32"]
[1053,"9001048","VINNO Q3+ 7L-巴西版主机","V10894","2023-07-07",null,"Oversea","Q3+-7L","0","Q3+^HH^32"]
[1054,"9001049","VINNO Q5E+ 7L-巴西版主机","V10895","2023-07-07",null,"Oversea","Q5E+-7L","0","Q5E+^HH^32"]
[1055,"9001050","VINNO Q5+ 7L-巴西版主机","V10896","2023-07-07",null,"Oversea","Q5+-7L","0","Q5+^HH^32"]
[1056,"9001051","VINNO Q3E+ 2P-巴西版主机","V10897","2023-07-07",null,"Oversea","Q3E+-2P","0","Q3E+^HH^32"]
[1057,"9001052","VINNO Q3+ 2P-巴西版主机","V10898","2023-07-07",null,"Oversea","Q3+-2P","0","Q3+^HH^32"]
[1058,"9001053","VINNO Q5E+ 2P-巴西版主机","V10899","2023-07-07",null,"Oversea","Q5E+-2P","0","Q5E+^HH^32"]
[1059,"9001054","VINNO Q5+ 2P-巴西版主机","V10900","2023-07-07",null,"Oversea","Q5+-2P","0","Q5+^HH^32"]
[1060,"9001055","VINNO D650VET-G1-4P-21.5-主机-无前后移动","V10901","2023-08-08",null,"VET","D650Vet","6","D650Vet^NLP-G1^128^4+1Port^21.5+13.3"]
[1061,"9001056","VINNO D650VET-G1-5P-21.5-主机-无前后移动","V10902","2023-08-08",null,"VET","D650Vet","7","D650Vet^NLP-G1^128^5Port^21.5+13.3"]
[1062,"9001057","二代远程系统推车","V10903","2023-08-09"]
[1063,"9001058","VINNO Q5-3C-VET主机","V10904","2023-08-21",null,"VET","Q5-3C","0","Q5^HH^32"]
[1064,"9001059","VINNO Q5-7L-VET主机","V10905","2023-08-21",null,"VET","Q5-7L","0","Q5^HH^32"]
[1065,"9001060","VINNO Q5-2P-VET主机","V10906","2023-08-21",null,"VET","Q5-2P","0","Q5^HH^32"]
[1066,"9001061","VINNO X2-4P-21.5 EU主机","V10907","2023-08-25",null,"Oversea","X2","7","X2^LC^48^4Port^21.5+10.1"]
[1067,"9001062","VINNO G55 ARM-21.5LCD-4P巴西主机","V10908","2023-08-25",null,"Oversea","G55","8","G55^ARM^128^4Port^21.5+10.1"]
[1068,"9001063","ULTIMUS 9E SUPER-G2-国内主机-CS","V10909","2023-09-08",null,"China","ULTIMUS9E","7","ULTIMUS9E^Tu-G2^256^6Port^23.8/27+13.3"]
[1069,"9001064","ULTIMUS 9E system CHN主机_科研版（URM）","V10910","2023-09-14",null,"China","ULTIMUS9E","0","ULTIMUS9E^Tu-G1^128^6Port^23.8/27+13.3"]
[1070,"9001065","ULTIMUS 9E system CHN主机-CS_科研版（URM）","V10911","2023-09-14",null,"China","ULTIMUS9E","0","ULTIMUS9E^Tu-G1^128^6Port^23.8/27+13.3"]
[1071,"9001066","VINNO Q5+VET 7M主机","V10914","2023-10-08",null,"VET","Q5+-7M","0","Q5+^HH^32"]
[1072,"9001067","VINNO D600LAB-G2-5P-21.5主机","V10915","2023-10-08",null,"LAB","D600Vet","5","D600Vet^NLP-G2^128^5Port^21.5+13.3"]
[1073,"9001068","VINNO D10LAB Pro主机","V10916","2023-10-10",null,"LAB","D10LABPro","0","D10LABPro^IQNLP^128^15.6+8"]
[1074,"9001069","ULTIMUS 9C主机","V10917","2023-10-13",null,"VET","ULTIMUS 9V","3","ULTIMUS 9V^Tu-G1^128^6Port^23.8/27+13.3"]
[1075,"9001070"," VINNO D1 Vet主机","V10918","2023-10-13",null,"VET","D1Vet","0","D1Vet^TOONA^32^2Port^15.6"]
[1076,"9001071","ULTIMUS 9E-G2-海外主机-欧标",null,"2023-11-01",null,"Oversea","ULTIMUS9E","8","ULTIMUS9E^Tu-G2^256^6Port^23.8/27+13.3"]
[1077,"9001072","VINNO 3 EXP 麻醉主机","V10919","2023-11-22",null,"AnesthesiaCN","VINNO3EXP","0","VINNO3EXP^LC^48^1Port^15+8"]
[1078,"9001073","VINNO 5 Exp POC主机","V10920","2023-11-22",null,"POC","VINNO5EXP","0","VINNO5EXP^ARM^64^1Port^15+8"]
[1079,"9001074","VINNO 6 POC主机","V10921","2023-11-22",null,"POC","VINNO6","0","VINNO6^ARM^64^1Port^15+8"]
[1080,"9001075","VINNO 8 POC主机","V10922","2023-11-22",null,"POC","VINNO8","0","VINNO8^ARM^128^1Port^15+8"]
[1081,"9001076","R700-5P-23.8-15.6-TEE海外（非CE国家）主机","V10923","2023-11-28",null,"Oversea","R700","10","R700^IQNLP^128^5Port^23.8+15.6"]
[1082,"9001077","R500-5P-23.8-15.6-TEE海外（非CE国家）主机","V10924","2023-12-05",null,"Oversea","R500","10","R500^XARM^64^5Port^23.8+15.6"]
[1083,"9001078","R300-4P-21.5-13.3-TEE海外（非CE国家）主机","V10925","2023-12-05",null,"Oversea","R300","10","R300^XARM^64^4Port^21.5+13.3"]
[1071,"9010000","通用主机",null,"2019-06-04"]
[1072,"9010001","Limited Alternative Part Sheet",null,"2022-03-31"]

{"sheet":"probe IPN","index":17,"n_rows":138,"n_cols":21,"rows_kept":138,"cut":false,"hidden":false,"merged":[]}
[null,"用户名称","内部名称","探头码\n（十进制）","探头码\n（十六进制）","探头码（二进制）","CATN","成品探头\nIPN","裸探头IPN\n（标签上IPN）","探头类型","基元数","备注","中心频率\nMHz","带宽",null,"连接器类型","EEPROM探头码（15-12）","EEPROM探头码（11-8）","EEPROM探头码（7-0）","EEPROM探头码（十进制）","EEPROM探头码（十六进制）"]
["01","G2-5C","G2-5C",54,{"$f":"DEC2HEX(D2)","v":"36"},{"$f":"TEXT(DEC2BIN((D2),8),\"00000000\")","v":"00110110"},"V20001",1000163,1000039,"Convex",128,null,3.2,0.65,null,"Hirose",{"$f":"TEXT(DEC2BIN(IF(P2=\"Hirose\",0,IF(P2=\"Toona\",1,\"\")),4),\"0000\")","v":"0000"},{"$f":"TEXT(0,\"0000\")","v":"0000"},{"$f":"Q2&R2&F2","v":"0000000000110110"},{"$f":"BIN2DEC(LEFT(S2,8))*2^8+BIN2DEC(RIGHT(S2,8))","v":54},{"$f":"DEC2HEX(T2,4)","v":"0036"}]
["01","G2-5C","G2-5C",54,"36","00110110","V20029",1000383,1000382,"Convex",128,"3.5m cable",null,null,null,"Hirose","0000","0000","0000000000110110",54,"0036"]
["02","G1-4P","G1-4P",3,"3","00000011",null,1000175,1000040,"Sector",64,{"$nulls":4},"Hirose","0000","0000","0000000000000011",3,"0003"]
["02","G1-4P","G1-4PV",4,"4","00000100","V20052",1000744,1000743,"Sector",64,"VINNO",null,null,null,"Hirose","0000","0000","0000000000000100",4,"0004"]
["02","G1-4P","G1-4PS",6,"6","00000110",null,1000381,1000375,"Sector",64,"8.2uH tuning",null,null,null,"Hirose","0000","0000","0000000000000110",6,"0006"]
["02","G1-4P","G1-4PX",10,"A","00001010","V20013",1000406,1000404,"Sector",64,"Flat phased array",2.5,0.8,null,"Hirose","0000","0000","0000000000001010",10,"000A"]
["02","G1-4P","G1-4PT",17,"11","00010001","V40040",1001038,1001037,"Sector",64,"得力凯TCD",null,null,null,"Hirose","0000","0000","0000000000010001",17,"0011"]
[2,"G1-4PXL","G1-4PXL",230,"E6","11100110",null,null,1000404,{"$nulls":6},"Hirose","0000","0000","0000000011100110",230,"00E6"]
["03","G4-9E","G4-9E",37,"25","00100101","V20005",1000167,1000041,"Micro convex, TV",128,"  ,m",null,null,null,"Hirose","0000","0000","0000000000100101",37,"0025"]
[3,"G4-9E","G4-9ES",34,"22","00100010","V20032",1000407,1000405,"Micro convex, TV","192, mux","192E,有高压开关,原名G4-9ES",null,null,null,"Hirose","0000","0000","0000000000100010",34,"0022"]
["03","G4-9E","G4-9EP",38,"26","00100110","V20005",1000313,1000311,"Micro convex, TV",128,"高灵敏度版本",6.9,0.6,null,"Hirose","0000","0000","0000000000100110",38,"0026"]
["04","X4-12L","X4-12L",64,"40","01000000","V20008",1000170,1000042,"Linear","192, mux",null,7.8,0.7,null,"Hirose","0000","0000","0000000001000000",64,"0040"]
["05","X2-6C","X2-6C",19,"13","00010011","V20002",1000164,1000043,"Convex","192, mux",null,null,0.9,null,"Hirose","0000","0000","0000000000010011",19,"0013"]
["06","X6-16L","X6-16L",67,"43","01000011","V20009",1000171,1000044,"Linear","192, mux",null,10.5,0.6,null,"Hirose","0000","0000","0000000001000011",67,"0043"]
["06","X6-16L","X6-16L",67,"43","01000011","V20034",1000434,1000433,"Linear","192, mux","NGS",null,null,null,"Hirose","0000","0000","0000000001000011",67,"0043"]
["07","U5-15L","U5-15L",85,"55","01010101","V20010",1000172,1000045,"Linear","256, mux",null,7.3,0.8,null,"Hirose","0000","0000","0000000001010101",85,"0055"]
["08","D3-6C","D3-6C",9,"9","00001001",null,1000165,1000046,"Convex, 4D",128,{"$nulls":4},"Hirose","0000","0000","0000000000001001",9,"0009"]
["08","D3-6C","D3-6CMO",5,"5","00000101","V20003",1000312,1000310,"Convex, 4D",128,"DC版本，老型号",4,0.6,null,"Hirose","0000","0000","0000000000000101",5,"0005"]
["08","D3-6C","D3-6CM",5,5,"00000101",null,1001062,1001061,"Convex, 4D",128,"DC版本，PMU，优化插拔",4,0.6,null,"Hirose","0000","0000","0000000000000101",5,"0005"]
["09","G4-9M","G4-9M",26,{"$f":"DEC2HEX(D21)","v":"1A"},"00011010","V20007",1000169,1000047,"Micro convex",128,null,7,0.6,null,"Hirose","0000","0000","0000000000011010",26,"001A"]
["10","D4-9E","D4-9E",16,"10","00010000",null,1000168,1000049,"Micro convex, 4DTV",128,{"$nulls":4},"Hirose","0000","0000","0000000000010000",16,"0010"]
["10","D4-9E","D4-9EP",8,"8","00001000","V20006",1000346,1000345,"Micro convex, 4DTV","148, mux","有高压开关的148E版本",6.5,0.7,null,"Hirose","0000","0000","0000000000001000",8,"0008"]
["10","D4-9EM","D4-9EM",11,"B","00001011",{"$nulls":9},"Hirose","0000","0000","0000000000001011",11,"000B"]
["10","D4-9E","D4-9EV",20,"14","00010100",null,null,null,"Micro convex, 4DTV",192,"自制",6.5,null,null,"Hirose","0000","0000","0000000000010100",20,"0014"]
["11","I4-11T","I4-11T",90,"5A","01011010","V20012",1000174,1000052,"Linear",128,null,7.5,0.7,null,"Hirose","0000","0000","0000000001011010",90,"005A"]
["12","D3-6CX","D3-6CX",18,"12","00010010","V20004",1000166,1000065,"Convex, 4D",128,{"$nulls":4},"Hirose","0000","0000","0000000000010010",18,"0012"]
["12","D3-6CX","D3-6CY",22,"16","00010110","V20004",1000502,1000501,"Convex, 4D",128,"2nd, 声学参数改善",3.9,0.65,null,"Hirose","0000","0000","0000000000010110",22,"0016"]
["13","S1-6P","S1-6P",41,"29","00101001","V20014",1000176,1000066,"Sector",96,null,3.2,0.75,null,"Hirose","0000","0000","0000000000101001",41,"0029"]
["13","S1-6PS","S1-6PS",78,"4E","01001110","V20056",1001012,1001011,"Sector",64,"旧64阵元S1-6P独立成新型号",null,null,null,"Hirose","0000","0000","0000000001001110",78,"004E"]
["14","F2-5C","F2-5C",12,"C","00001100","V20015",1000177,1000067,"Convex",128,null,3.2,0.65,null,"Hirose","0000","0000","0000000000001100",12,"000C"]
["14","F2-5C","F2-5CP",14,"E","00001110","V20063",1000530,1000529,"Convex",128,"VINNO， R60",3.4,0.65,null,"Hirose","0000","0000","0000000000001110",14,"000E"]
["14","F2-5C","F2-5CV",60,"3C","00111100",null,1000579,1000578,null,null,"VINNO,暂停",null,null,null,"Hirose","0000","0000","0000000000111100",60,"003C"]
["15","F4-9E","F4-9E",58,"3A","00111010","V20016",1000178,1000068,"Micro convex, TV",128,"深超，已停产",null,null,null,"Hirose","0000","0000","0000000000111010",58,"003A"]
["15","F4-9E","F4-9ES",57,"39","00111001","V20033",1000432,1000431,"Micro convex, TV",128,"爱声",6.5,0.6,null,"Hirose","0000","0000","0000000000111001",57,"0039"]
["15","F4-9E","F4-9EV",59,"3B","00111011","V20064",1000784,1000783,{"$nulls":6},"Hirose","0000","0000","0000000000111011",59,"003B"]
["16","F4-12L","F4-12L",102,"66","01100110","V20017",1000179,1000069,"Linear",128,null,7.5,0.7,null,"Hirose","0000","0000","0000000001100110",102,"0066"]
["16","F4-12L","F4-12LV",101,"65","01100101","V20058",1000742,1000741,"Linear",128,"VINNO",null,null,null,"Hirose","0000","0000","0000000001100101",101,"0065"]
["16","F4-12L","F4-12LV",103,67,"01100111",{"$nulls":5},"VINNO申请新探头码评估使用"]
["17","U5-15LE","U5-15LE",84,{"$f":"DEC2HEX(D40)","v":"54"},"01010100","V20011",1000173,1000101,"Linear","256, mux",null,7.3,0.8,null,"Hirose",{"$f":"TEXT(DEC2BIN(IF(P40=\"Hirose\",0,IF(P40=\"Toona\",1,\"\")),4),\"0000\")","v":"0000"},{"$f":"TEXT(0,\"0000\")","v":"0000"},{"$f":"Q40&R40&F40","v":"0000000001010100"},{"$f":"BIN2DEC(LEFT(S40,8))*2^8+BIN2DEC(RIGHT(S40,8))","v":84},{"$f":"DEC2HEX(T40,4)","v":"0054"}]
["18","S1-8C","S1-8C",31,"1F","00011111","V20020",1000182,1000142,"Convex",192,null,3.2,0.8,null,"Hirose","0000","0000","0000000000011111",31,"001F"]
["19","S4-16L","S4-16L",93,"5D","01011101",null,null,1000150,{"$nulls":6},"Hirose","0000","0000","0000000001011101",93,"005D"]
["20","S2-9C","S2-9CM",74,"4A","01001010",null,1000484,1000483,"Convex","128*8","1.75D",null,null,null,"Hirose","0000","0000","0000000001001010",74,"004A"]
["20","S2-9C","S2-9CE",40,"28","00101000","V20036",1000274,1000241,"convex",128,"单晶",null,null,null,"Hirose","0000","0000","0000000000101000",40,"0028"]
["20","S2-9C","S2-9C",43,"2B","00101011",null,null,1000151,null,null,"单晶，192E",null,null,null,"Hirose","0000","0000","0000000000101011",43,"002B"]
["21","D3-6CE","D3-6CE",25,"19","00011001","V20027",1000271,1000238,"Convex, 4D",128,{"$nulls":4},"Hirose","0000","0000","0000000000011001",25,"0019"]
["22","F2-5CE","F2-5CE",15,"F","00001111","V20021",1000272,1000239,"Convex",128,null,3.2,0.65,null,"Hirose","0000","0000","0000000000001111",15,"000F"]
["23","X9-22L","X9-22L",75,"4B","01001011","V20023",1000273,1000240,"Linear","192, mux",null,14,0.6,null,"Hirose","0000","0000","0000000001001011",75,"004B"]
["24","S2-8C","S2-8C",40,"28","00101000",null,1000274,1000241,{"$nulls":6},"Hirose","0000","0000","0000000000101000",40,"0028"]
["25","S1-6P","S1-6PX",35,"23","00100011","V20048",1000275,1000242,"Sector",96,"17~112",null,null,null,"Hirose","0000","0000","0000000000100011",35,"0023"]
["25","S1-6P","S1-6PV",56,"38","00111000","V20061",1001206,1001080,"Sector",96,"自制 DML",null,null,null,"Hirose","0000","0000","0000000000111000",56,"0038"]
["26","X10-23L","X10-23L",68,"44","01000100","V20022",1000276,1000249,"Linear",128,null,15,0.4,null,"Hirose","0000","0000","0000000001000100",68,"0044"]
["27","I7-18L","I7-18L",89,"59","01011001","V20024",1000277,1000250,"Linear",128,null,9.5,0.55,null,"Hirose","0000","0000","0000000001011001",89,"0059"]
["27","I7-18L","I7-18LE",91,"5B","01011011",null,1000748,1000747,null,null,"嘉瑞",null,null,null,"Hirose","0000","0000","0000000001011011",91,"005B"]
["28","G3-10P","G3-10P",95,"5F","01011111","V20025",1000337,1000336,"Sector",64,null,4.7,0.5,null,"Hirose","0000","0000","0000000001011111",95,"005F"]
["29","G4-12Lv","G4-12Lv",97,"61","01100001","V20026",1000344,1000343,"Linear, TV",128,"vet only",null,null,null,"Hirose","0000","0000","0000000001100001",97,"0061"]
[30,"G3-10PX","G3-10PX",92,"5C","01011100","V20031",1000372,1000371,"Sector",96,null,4.7,0.5,null,"Hirose","0000","0000","0000000001011100",92,"005C"]
[null,"G4-10P","G4-10P",109,"6D","01101101",null,1001313,1001312,null,null,"VINNO自制"]
[31,"G3-8M","G3-8M",46,{"$f":"DEC2HEX(D59)","v":"2E"},{"$f":"TEXT(DEC2BIN((D59),8),\"00000000\")","v":"00101110"},"V20028",1000390,1000376,"Micro convex",128,{"$nulls":4},"Hirose",{"$f":"TEXT(DEC2BIN(IF(P59=\"Hirose\",0,IF(P59=\"Toona\",1,\"\")),4),\"0000\")","v":"0000"},{"$f":"TEXT(0,\"0000\")","v":"0000"},{"$f":"Q59&R59&F59","v":"0000000000101110"},{"$f":"BIN2DEC(LEFT(S59,8))*2^8+BIN2DEC(RIGHT(S59,8))","v":46},{"$f":"DEC2HEX(T59,4)","v":"002E"}]
[32,"S1-9C","S1-9C",29,"1D","00011101","V20059",1000409,1000408,"Convex",192,"嘉瑞192E R40",5.5,null,null,"Hirose","0000","0000","0000000000011101",29,"001D"]
[32,"S1-9C","S1-9CV",50,"32","00110010",null,1001301,1001128,"Convex",192,"自制",5.5,null,null,"Hirose","0000","0000","0000000000110010",50,"0032"]
[33,"X6-16LG","X6-16LG",69,"45","01000101","V20034",1000434,1000433,"Linear, mux",192,"NGS",10.5,0.6,null,"Hirose","0000","0000","0000000001000101",69,"0045"]
[34,"X3-10L","X3-10L",63,"3F","00111111","V20038",1000491,1000490,"Linear, mux",192,"诺莱声",5.5,0.75,null,"Hirose","0000","0000","0000000000111111",63,"003F"]
[34,"X3-10L","X3-10LV",62,"3E","00111110"]
[34,"X3-10L","X3-10LO",63,{"$f":"DEC2HEX(D65)","v":"3F"},"00111111",null,null,null,"Linear, mux",192,"Vermon，仅一把评估，未导入( LA 6.0/192-1463)",null,null,null,"Hirose",{"$f":"TEXT(DEC2BIN(IF(P65=\"Hirose\",0,IF(P65=\"Toona\",1,\"\")),4),\"0000\")","v":"0000"},{"$f":"TEXT(0,\"0000\")","v":"0000"},{"$f":"Q65&R65&F65","v":"0000000000111111"},{"$f":"BIN2DEC(LEFT(S65,8))*2^8+BIN2DEC(RIGHT(S65,8))","v":63},{"$f":"DEC2HEX(T65,4)","v":"003F"}]
[35,"B2-6C","B2-6C",30,"1E","00011110","V20037",1000481,1000480,"Convex",128,{"$nulls":4},"Hirose","0000","0000","0000000000011110",30,"001E"]
[36,"G4-12P","G4-12P",96,"60","01100000","V20035",1000500,1000499,"Sector",96,"96E，高频相控阵",7,0.7,null,"Hirose","0000","0000","0000000001100000",96,"0060"]
[36,"G4-12P","G4-12PX",100,64,"01100100"," V20060",1001147,1001146,"Sector",96,"96E，高频相控阵，嘉瑞",7,0.65,null,"Hirose","0000","0000","0000000001100100",100,"0064"]
[37,"X4-9E","X4-9E",36,{"$f":"DEC2HEX(D69)","v":"24"},{"$f":"TEXT(DEC2BIN((D69),8),\"00000000\")","v":"00100100"},"V20032",1000524,1000523,"Micro convex, TV","192, mux","192E,有高压开关,原名G4-9ES",7.5,0.6,null,"Hirose","0000","0000","0000000000100100",36,"0024"]
[38,"G3-9M","G3-9M",48,"30","00110000","V20039",1000521,1000520,"Micro convex",128,"VINNO自制",null,null,null,"Hirose","0000","0000","0000000000110000",48,"0030"]
[39,"BP4-9","BP4-9L\nBP4-9L",27,"1B","00011011","V20053",1000438,1000437,"Linear","128\n128","双平面",null,null,null,"Hirose","0000","0000","0000000000011011",27,"001B"]
[39,"BP4-9","BP4-9C\nBP4-9L",28,"1C","00011100","V20053",1000438,1000437,"Micro convex\nLinear","128\n128","双平面",null,null,null,"Hirose","0000","0000","0000000000011100",28,"001C"]
[40,"A2-5C","A2-5C",112,"70","01110000","V20040",1000590,1000589,"Convex",128,"156pin连接器",null,null,null,"Toona","0001","0000","0001000001110000",4208,"1070"]
[41,"A4-12L","A4-12L",114,"72","01110010","V20041",1000592,1000591,"Linear",128,"156pin连接器",null,null,null,"Toona","0001","0000","0001000001110010",4210,"1072"]
[42,"A1-4P","A1-4P",116,"74","01110100","V20042",1000594,1000593,"Sector",64,"156pin连接器",null,null,null,"Toona","0001","0000","0001000001110100",4212,"1074"]
[43,"A4-9E","A4-9E",118,"76","01110110","V20043",1000596,1000595,"Micro convex, TV",128,"156pin连接器",null,null,null,"Toona","0001","0000","0001000001110110",4214,"1076"]
[43,"A4-9E","A4-9EV",119,"77","01110111","V20067",1000990,1000989,{"$nulls":6},"Toona","0001","0000","0001000001110111",4215,"1077"]
[44,"A3-6D","A3-6D",120,"78","01111000","V20044",1000598,1000597,"Convex, 4D",128,"156pin连接器",null,null,null,"Toona","0001","0000","0001000001111000",4216,"1078"]
[44,"A3-6D","A3-6DX",121,"79","01111001","V20050",1000830,1000829,null,null,"D3-6CX改装",null,null,null,"Toona","0001","0000","0001000001111001",4217,"1079"]
[45,"A4-9M","A4-9M",122,"7A","01111010","V20045",1000652,1000651,{"$nulls":6},"Toona","0001","0000","0001000001111010",4218,"107A"]
[46,"A3-10P","A3-10P",124,"7C","01111100","V20046",1000654,1000653,{"$nulls":6},"Toona","0001","0000","0001000001111100",4220,"107C"]
[47,"A4-12Lv","A4-12Lv",126,"7E","01111110","V20047",1000656,1000655,{"$nulls":6},"Toona","0001","0000","0001000001111110",4222,"107E"]
[48,"E3-8T","E3-8T",82,"52","01010010","V20057",1000734,1000733,null,null,"TEE probe",null,null,null,"Hirose","0000","0000","0000000001010010",82,"0052"]
[49,"G1-3R","G1-3R",1,"1","00000001",null,1000752,1000751,null,null,"2MHz， pencil",null,null,null,"Hirose","0000","0000","0000000000000001",1,"0001"]
[50,"G1-3RS","G1-3RS",{"$nulls":4},1001252,1001251]
[51,"X4-9E","X4-9EL",52,{"$f":"DEC2HEX(D86)","v":"34"},{"$f":"TEXT(DEC2BIN((D86),8),\"00000000\")","v":"00110100"},"V20049",1000805,1000804,"Micro convex, TV","192, mux","192E,有高压开关，直柄版",null,null,null,"Hirose",{"$f":"TEXT(DEC2BIN(IF(P86=\"Hirose\",0,IF(P86=\"Toona\",1,\"\")),4),\"0000\")","v":"0000"},{"$f":"TEXT(0,\"0000\")","v":"0000"},{"$f":"Q86&R86&F86","v":"0000000000110100"},{"$f":"BIN2DEC(LEFT(S86,8))*2^8+BIN2DEC(RIGHT(S86,8))","v":52},{"$f":"DEC2HEX(T86,4)","v":"0034"}]
[52,"A3-8M","A3-8M",123,"7B","01111011","V20051",1000856,1000855,null,null,"G3-8M改装",null,null,null,"Toona","0001","0000","0001000001111011",4219,"107B"]
[53,"A3-9M","A3-9M",125,"7D","01111101","V20055",1000928,1000927,null,null,"VINNO 自制",null,null,null,"Toona","0001","0000","0001000001111101",4221,"107D"]
[54,"D2-7C","D2-7C",24,"18","00011000",null,1000894,1000893,"Convex, 4D",160,"VINNO 自制",null,null,null,"Hirose","0000","0000","0000000000011000",24,"0018"]
[55,"D2-6C","D2-6C",23,"17","00010111","V20065",1000946,1000945,"Convex, 4D",128,"VINNO 自制",null,null,null,"Hirose","0000","0000","0000000000010111",23,"0017"]
[56,"S1-8C","S1-8CM",33,"21","00100001","V20054",1000992,1000991,null,null,"192E, MUX, no tuning",null,null,null,"Hirose","0000","0000","0000000000100001",33,"0021"]
[56,"S1-8C","S1-8CM",33,"21","00100001","V20054",1000992,1000991,null,null,"192E, MUX, no tuning",null,null,null,"Hirose","0000","0000","0000000000100001",33,"0021"]
[null,"S1-8CM","S1-8CM",33,"21","00100001","V20062",1001284,1001283,{"$nulls":9},"00100001"]
[null,"A2-6D","A2-6D",55,"37","00110111",null,1001109,1001108,"Convex, 4D",128,"VINNO 自制",null,null,null,"Toona",{"$f":"TEXT(DEC2BIN(IF(P94=\"Hirose\",0,IF(P94=\"Toona\",1,\"\")),4),\"0000\")","v":"0001"},{"$f":"TEXT(0,\"0000\")","v":"0000"},"0001000000110111",{"$f":"BIN2DEC(LEFT(S94,8))*2^8+BIN2DEC(RIGHT(S94,8))","v":4151},{"$f":"DEC2HEX(T94,4)","v":"1037"}]
[null,"G3-10PS","G3-10PS",94,"5E","01011110",null,null,1000379,"Sector",{"$nulls":5},"Hirose","0000","0000","0000000001011110",94,"005E"]
[{"$nulls":18},""]
[null,"B1-6C","B1-6C",32,{"$f":"DEC2HEX(D97)","v":"20"},{"$f":"TEXT(DEC2BIN((D97),8),\"00000000\")","v":"00100000"},null,1000818,1000817,{"$nulls":6},"Hirose","0000","0000","0000000000100000",32,"0020"]
[{"$nulls":18},""]
[null,"D3-6CP","D3-6CP",13,"D","00001101",null,1000426,1000425,null,null,"192E mini 4DDC",null,null,null,"Hirose",{"$f":"TEXT(DEC2BIN(IF(P99=\"Hirose\",0,IF(P99=\"Toona\",1,\"\")),4),\"0000\")","v":"0000"},{"$f":"TEXT(0,\"0000\")","v":"0000"},"0000000000001101",{"$f":"BIN2DEC(LEFT(S99,8))*2^8+BIN2DEC(RIGHT(S99,8))","v":13},{"$f":"DEC2HEX(T99,4)","v":"000D"}]
[null,"G1-4L","G1-4L",null,null,"00000000",null,1000535,1000534,null,null,"128E，多浦乐",null,null,null,"Hirose","0000","0000","0000000000000000",0,"0000"]
[null,null,"X4-11L",21,"15","00010101",null,null,1000541,"Linear, mux","192，mux","192E，飞利浦",null,null,null,"Hirose","0000","0000","0000000000010101",21,"0015"]
[{"$nulls":18},""]
[{"$nulls":18},""]
[null,"S1-5P","S1-5P",135,{"$f":"DEC2HEX(D104)","v":"87"},{"$f":"TEXT(DEC2BIN((D104),8),\"00000000\")","v":"10000111"},null,null,1000166,{"$nulls":6},"Hirose",{"$f":"TEXT(DEC2BIN(IF(P104=\"Hirose\",0,IF(P104=\"Toona\",1,\"\")),4),\"0000\")","v":"0000"},{"$f":"TEXT(0,\"0000\")","v":"0000"},"0000000010000111",{"$f":"BIN2DEC(LEFT(S104,8))*2^8+BIN2DEC(RIGHT(S104,8))","v":135},{"$f":"DEC2HEX(T104,4)","v":"0087"}]
[null,"G3-10PT","G3-10PT",138,"8A","10001010",null,null,1100000,null,null,"霆升OEM",null,null,null,"Hirose","0000","0000","0000000010001010",138,"008A"]
[null,"G3-9PT","G3-9PT",139,"8B","10001011",null,null,1100001,null,null,"霆升OEM",null,null,null,"Hirose","0000","0000","0000000010001011",139,"008B"]
[{"$nulls":18},""]
[null,"掌超",{"$nulls":16},""]
[null,"3C","3C",240,{"$f":"DEC2HEX(D109)","v":"F0"},{"$f":"TEXT(DEC2BIN((D109),8),\"00000000\")","v":"11110000"},null,null,1000529,{"$nulls":6},"Hirose",{"$f":"TEXT(DEC2BIN(IF(P109=\"Hirose\",0,IF(P109=\"Toona\",1,\"\")),4),\"0000\")","v":"0000"},{"$f":"TEXT(0,\"0000\")","v":"0000"},"0000000011110000",{"$f":"BIN2DEC(LEFT(S109,8))*2^8+BIN2DEC(RIGHT(S109,8))","v":240},{"$f":"DEC2HEX(T109,4)","v":"00F0"}]
[null,"7L","7L",241,"F1","11110001",null,null,1000529,{"$nulls":6},"Hirose","0000","0000","0000000011110001",241,"00F1"]
[null,"2P","2P",242,"F2","11110010",null,null,1000529,{"$nulls":6},"Hirose","0000","0000","0000000011110010",242,"00F2"]
[{"$nulls":18},""]
[null,"ICE",null,150,{"$f":"DEC2HEX(D113)","v":"96"},{"$f":"TEXT(DEC2BIN((D113),8),\"00000000\")","v":"10010110"},{"$nulls":5},"暂时不知是否使用",null,null,null,"Hirose",{"$f":"TEXT(DEC2BIN(IF(P113=\"Hirose\",0,IF(P113=\"Toona\",1,\"\")),4),\"0000\")","v":"0000"},{"$f":"TEXT(0,\"0000\")","v":"0000"},"0000000010010110",{"$f":"BIN2DEC(LEFT(S113,8))*2^8+BIN2DEC(RIGHT(S113,8))","v":150},{"$f":"DEC2HEX(T113,4)","v":"0096"}]
[null,"自制ICE探头使用",null,{"$f":"BIN2DEC(LEFT(F114,7))*512+BIN2DEC(RIGHT(F114,8))","v":152},"98","0000000010011000",{"$nulls":5},"自制ICE探头使用Hirose连接器",{"$nulls":6},{"$f":"Q114&R114&#REF!","v":{"$error":"#REF!"}}]
[null,"惠泰ECO1",null,{"$f":"MID(F115,1,1)*2^15+MID(F115,2,1)*2^14+MID(F115,3,1)*2^13+MID(F115,4,1)*2^12+MID(F115,5,1)*2^11+MID(F115,6,1)*2^10+MID(F115,7,1)*2^9+MID(F115,8,1)*2^8+MID(F115,9,1)*2^7+MID(F115,10,1)*2^6+MID(F115,11,1)*2^5+MID(F115,12,1)*2^4+MID(F115,13,1)*2^3+MID(F115,14,1)*2^2+MID(F115,15,1)*2^1+MID(F115,16,1)*2^0","v":151},"97","0000000010010111"]
[null,"IVUS 自制",null,16544,"40A0","0100000010100000",{"$nulls":5},"U15-E1Q\nU30-E1Q\nU40-E1Q\nU60-E1Q"]
[null,"自制ICE探头",null,16534,"4096","0100000010010110",{"$nulls":5},"根据连接器定义最高位为0000"]
[]
[]
[{"$nulls":18},{"$f":"Q120&R120&F120","v":""}]
[null,"Endoscope",{"$nulls":16},""]
[null,"EX10A","EX10A",104,{"$f":"DEC2HEX(D122)","v":"68"},{"$f":"TEXT(DEC2BIN((D122),8),\"00000000\")","v":"01101000"},null,null,null,"Annular Endoscope, 10M",{"$nulls":5},"Hirose",{"$f":"TEXT(DEC2BIN(IF(P122=\"Hirose\",0,IF(P122=\"Toona\",1,\"\")),4),\"0000\")","v":"0000"},{"$f":"TEXT(0,\"0000\")","v":"0000"},"0000000001101000",{"$f":"BIN2DEC(LEFT(S122,8))*2^8+BIN2DEC(RIGHT(S122,8))","v":104},{"$f":"DEC2HEX(T122,4)","v":"0068"}]
[null,"EG10M","EG10M",106,"6A","01101010",null,null,null,"128E",{"$nulls":5},"Hirose","0000","0000","0000000001101010",106,"006A"]
[null,"EG8M","EG8M",108,"6C","01101100",null,null,null,"R5mm, 8MHz, 96El",{"$nulls":5},"Hirose","0000","0000","0000000001101100",108,"006C"]
[{"$nulls":18},""]
[null,"临时探头码",{"$nulls":16},""]
[null,"嘉瑞55C40LH",null,249,{"$f":"DEC2HEX(D127)","v":"F9"},{"$f":"TEXT(DEC2BIN((D127),8),\"00000000\")","v":"11111001"},{"$nulls":9},"Hirose",{"$f":"TEXT(DEC2BIN(IF(P127=\"Hirose\",0,IF(P127=\"Toona\",1,\"\")),4),\"0000\")","v":"0000"},{"$f":"TEXT(0,\"0000\")","v":"0000"},"0000000011111001",{"$f":"BIN2DEC(LEFT(S127,8))*2^8+BIN2DEC(RIGHT(S127,8))","v":249},{"$f":"DEC2HEX(T127,4)","v":"00F9"}]
[null,"嘉瑞70P10FA",null,250,"FA","11111010",{"$nulls":9},"Hirose","0000","0000","0000000011111010",250,"00FA"]
[null,"嘉瑞25P20FA",null,251,"FB","11111011",{"$nulls":9},"Hirose","0000","0000","0000000011111011",251,"00FB"]
[null,"C6-192HW",null,252,"FC","11111100",{"$nulls":5},"诺莱声评估",null,null,null,"Hirose","0000","0000","0000000011111100",252,"00FC"]
[null,"C3-11N",null,253,"FD","11111101",{"$nulls":5},"诺莱声评估",null,null,null,"Hirose","0000","0000","0000000011111101",253,"00FD"]
[null,"C3-9N",null,254,"FE","11111110",{"$nulls":5},"诺莱声评估",null,null,null,"Hirose","0000","0000","0000000011111110",254,"00FE"]
[]
[]
[null,"备注：","白色为已经确认发放的"]
[null,null,"黄色为phase out"]
[null,null,"绿色为最新变更"]
[null,null,"紫色为评估中"]

{"sheet":"2023-03-14 0versea停产机型","index":18,"n_rows":310,"n_cols":14,"rows_kept":310,"cut":false,"hidden":false,"merged":[[136,0,137,0],[136,2,137,2]]}
["Suitable software verison：","Release time：",null,null,null,"X: stardard","X: stardard","O: option"]
[]
["红底：未注册机型/不发放",null,"ProductID",null,null,"G80_4_6","V80","V70","G60_4_5_6_7","G50_5_6_7_8","M50_5_6_7_8","X6_5_6_7_8","E30_3_4_5_6","X5_3_4"]
["灰底：停用",{"$nulls":7},"V10004","V10006"," V10010","V10067:升降 ","V10012","V10068:升降 "]
[{"$nulls":8},"V10169:BRA","V10006:升降 ","V10010:升降 ",null,"V10090:4P old升降 "]
[{"$nulls":8},"23.8\"","V10087:4P 升降 ","V10158:4P 21.5",null,"V10156:4P 21.5"]
[{"$nulls":9},"V10109:4P 21.5 ","V10165:4P 21.5 BRA",null,"V10164:21.5"]
[null,null,"Memo",null,null,"ORCHID-G1","ORCHID-G1","ORCHID-G1","ORCHID-G1","ARM","ARM","ARM","ARM","ARM"]
["Product ",null,"ProductDisplayName",null,null,"G80","V80","V70","G60","G50","M50","X6"," E30","X5"]
[" 2D Imaging Features","Product-OptionalFeatures ",null,"IPN"]
["Channel count",null,null,"物理通道",null,"192x4","192x4","192x4","128x4","128x4","128x4","128x4","64X4"]
["Frequency range",null,null,"主机频率响应",null,"25Mhz","25Mhz","25Mhz","25Mhz","25Mhz","25Mhz","25Mhz","25Mhz","25Mhz"]
["VFusion","VFusion",null,"复合超声成像",null,"X","X","X","X","X","X","X","X","X"]
["VSpeckle I ",null,null,"I型组织斑点噪声抑制 ",null,"X","X","X","X","X","X","X","X","X"]
["VSpeckle","Vspeckle1New","V30209","组织斑点噪声抑制 ",null,"X","X","X","X","X","X","X","X","X"]
["VTissue","VTissue","V30041","组织速度特征成像",null,"X","X","X","X","X","X","X","X","X"]
["Auto optimization","Auto optimization",null,"自动优化",null,"X","X","X","X","X","X","X","X","X"]
["Easy Compare","Easy Compare","V30063","记忆追踪对比技术",null,"X","X","X","X","X","X","X","X","X"]
["Duplex/Triplex 2D/Color/PW","Duplex/Triplex 2D/Color/PW","V30081","二同步/三同步图像显示",null,"X","X","X","X","X","X","X","X","X"]
["CWD","CWD","V30051","连续多普勒",null,"X","X","X","X","X","X","X","X","X"]
["CWD",null,"V30302","T-CWD套件",null,"-","-","-","-","-","-","-","-","-"]
["PWD","PW",null,"脉冲多普勒",null,"X","X","X","X","X","X","X","X","X"]
["Multi Doppler","MultiGatesPW","V30624","多门多普勒",null,"-","-","-","-","-","-","-","-","-"]
["RF based Zoom","ReadZoom",null,"实时局部放大",null,"X","X","X","X","X","X","X","X","X"]
["FULL screen","FullScreen","V30310","全屏显示",null,"X","X","X","X","X","X","X","X","X"]
["Smart Touch Zoom","Smart Touch Zoom","V30175","图像触摸屏缩放操作模式",null,"Δ","Δ","Δ","Δ","Δ","Δ","Δ","Δ","Δ"]
["CFI function","CF",null,"彩色多普勒",null,"X","X","X","X","X","X","X","X","X"]
["advanced CFI","FlowNewAlgorithm",null,"高灵敏度彩色多普勒",null,"X","X","X","X","X","X","X","X","X"]
["PDI function","PDI",null,"能量多普勒",null,"X","X","X","X","X","X","X","X","X"]
["B+CF simultaneously ","B+CF simultaneously","V30064","灰阶与彩色双幅显示",null,"X","X","X","X","X","X","X","X","X"]
["CF Velocity Profile","CF Velocity Profile","V30179","血流速度分布图",null,"X","X","X","X","X","X","X","X","X"]
["TView ","TView","V30052","梯形成像",null,"X","X","X","X","X","X","X","X","X"]
["Pview","PView","V30031","宽景成像",null,"X","X","X","X","O","O","O","O","O"]
["Color M mode","Color M-mode","V30061","彩色M型",null,"X","X","X","X","X","X","X","X","X"]
["MAM (multi angle M mode)","Multi Angle M-mode with 360 degree rotation","V30021","全方位M型",null,"X","X","X","X","X","X","X","X","X"]
["Curve M Mode",null,"V30596","曲线解剖M型",null,"X","X","X","X","X","X","X","X","X"]
["Tissue Doppler (TD)","TD","V30065","组织多普勒",null,"X","X","X","X","X","X","X","X","X"]
["Tissue Velocity Imaging (TVI)","TVI","V30036","组织速度成像",null,"X","X","X","X","X","X","X","X","X"]
["Tissue Velocity M-mode (TVM)","Tissue Velocity M-mode (TVM)","V30039","组织速度M型",null,"X","X","X","X","X","X","X","O","Δ"]
["Tissue Power Imaging (TPI)","Tissue Power Imaging(TPI)","V30170","组织多普勒能量图",null,"O","O","Δ","Δ","Δ","Δ","Δ","Δ","Δ"]
["Auto IMT","Auto IMT","V30033","颈动脉内中膜自动测量",null,"X","X","X","X","X","X","X","O","O"]
["Auto EF","Auto EF","V30149","左心室射血分数自动测量包",null,"X","X","X","X","X","X","X","O","O"]
["Auto OB","Auto OB","V30171","产科自动测量",null,"X","X","X","X","X","X","X","X","X"]
["Auto Bladder","Auto Bladder","V30172","膀胱自动测量",null,"X","X","X","X","X","X","X","X","X"]
["Tissue/pulse inversion harmonic","Har",null,"组织/反相脉冲谐波成像",null,"X","X","X","X","X","X","X","X","X"]
["Elastic imaging","Elastic imaging","V30053","弹性成像",null,"X","X","X","X","X","X","X","X","X"]
["Contrast imaging","Contrast imaging","V30054","CBI微泡造影成像(包含PPI造影分析)",null,"X","X","O","O","O","O","O","Δ","Δ"]
["vFlash","VFlash","V30176","声动力成像",null,"-","-","-","-","-","-","-","-","-"]
["B/Color steer",null,null,"灰阶与彩色独立偏转",null,"X","X","X","X","X","X","X","X","X"]
["Needle enhancement","Needle enhancement","V30080","穿刺增强",null,"O","O","O","O","O","O","O","O","O"]
["Auto needle enhancement","Auto Needle enhancement","V30739","自动穿刺增强",null,"-","-","-","-","-","-","-","-","-"]
["Support Mobile data transmission via Bluetooth and E-Mail","Support Mobile data transmission via Bluetooth and E-Mail","V30082","移动图像传输方案",null,"X","X","X","X","X","X","X","X","X"]
["SGC","Scanline Gain Compensation","V30107","扫描增益补偿",null,"X","X","X","X","X","X","X","X","X"]
["Tutorials","Tutorial","V30195","超声教学功能",null,"X","X","X","X","X","X","X","X","X"]
["Maximum linear probe depth display (X6Δ16L)","X6-16L_MaxDepth",null,null,null,"-","-","-","-","-","-","-","-","-"]
["PWV","Pulse Wave Velocity(PWV)","V30210","脉搏波定量分析",null,"O","O","O","Δ","Δ","Δ","Δ","Δ","Δ"]
["AMAS( Automatic measurement of Arterial stiffness ) ","Advanced PWV","V30354","整体动脉僵硬度自动测量系统",null,"O","O","O","O","Δ","Δ","Δ","Δ","Δ"]
["Stress Echo","Stress Echo","V30211","负荷成像",null,"X","X","X","X","O","O","O","O","O"]
["2D auto follicle","Auto Follicle","V30212","二维卵泡自动测量",null,"X","X","X","X","X","X","X","O","O"]
["HSG","C3DC4D(HSG)","V30215","输卵管容积造影",null,"X","X","X","X","X","X","X","X","X"]
["VINNO Cardiac Quantification","vCQ","V30291","辅助诊疗功能",null,"O","O","O","O","O","O","O","O","O"]
["Zone Imaging","ZoneImage","V30303","全御相关成像",null,"X","X","X","X","X","X","X","X","X"]
[" VFlow","HQFlow","V30355","高灵敏度血流",null,"X","X","X","X","X","X","X","-","-"]
["Strain Imaging","Strain Rate","V30356","应变成像",null,"X","X","X","X","O","O","O","O","O"]
["VAid (Real-time Auto Breast Lesion Detection)","AI","V30357","乳腺自动化病灶辅助检测",null,"O","O","O","O","O","O","O","Δ","Δ"]
["VAid Liver","AI_Liver","V30616","肝脏自动检测分析",null,"-","-","-","-","-","-","-","-","-"]
["VAid Thyroid","AI_Thyroid","V30617","甲状腺自动检测分析",null,"-","-","-","-","-","-","-","-","-"]
["Emergency","Emergency Package","V30463","急诊",null,"-","-","-","-","-","-","-","-","-"]
["Nephrology","Nephrology Package","V30464","肾内（血管通路）",null,"-","-","-","-","-","-","-","-","-"]
["ICU","ICU Package","V30465","重症",null,"-","-","-","-","-","-","-","-","-"]
["Anesthesia","Anesthesia Package","V30419","神经麻醉包",null,"-","-","-","-","-","-","-","-","-"]
["MSK","MSKPackage","V30361","肌骨",null,"-","-","-","X","X","X","X","X","X"]
["POC Work flow",null,"V30767","POC流程工具",null,"-","-","-","-","-","-","-","-","-"]
["Auto VTI",null,"V30761","自动左室流出道时间速度积分",null,"-","-","-","-","-","-","-","-","-"]
["Auto IVC",null,"V30762","自动下腔静脉塌陷率",null,"-","-","-","-","-","-","-","-","-"]
["Auto B-line",null,"V30763","自动B线",null,"-","-","-","-","-","-","-","-","-"]
["Auto DFI",null,"V30764","自动舒张功能",null,"-","-","-","-","-","-","-","-","-"]
["Auto DPF",null,"V30765","自动膈肌功能评估",null,"-","-","-","-","-","-","-","-","-"]
["Auto Nerve",null,"V30766 ","自动神经识别",null,"-","-","-","-","-","-","-","-","-"]
["VReport","VReport","V30363","VReport",null,"O","O","O","O","O","O","O","O","O"]
["VSPORT","SPORTPackage","V30386","运动版",null,"-","-","-","-","-","-","-","-","-"]
["Remote Examination","Remote Examination","V30420","远程考核",null,"X","X","X","X","X","X","X","X","X"]
["Shear Wave Imaging(VShear)","SWEI","V30494","剪切波弹性成像(VShear)",null,"O","O","O","-","-","-","-","-","-"]
[" VLuminous Flow","RadiantFlow","V30495","立体血流",null,"X","X","X","X","X","X","X","X","X"]
["Live IMT","AutoImtInScan","V30496","实时IMT",null,"O","O","O","O","O","O","O","O","O"]
["VAim for OB","OB AIMeasure","V30497","VAim:产科自动测量",null,"X","X","X","X","O","O","O","O","O"]
["VAim for HIP","DDH AIMeasure","V30498","VAim:小儿髋关节自动测量",null,"X","X","X","X","O","O","O","O","O"]
["VAim for Follicle","Follicle AIMeasure","V30499","VAim:卵泡自动测量",null,"X","X","X","X","O","O","O","O","O"]
["VAim for Pelvic","VAS AIMeasure","V30500","VAim:盆底脱垂自动测量",null,"O","O","O","O","O","O","O","O","O"]
["VAim for LEVA(3D)","LEVA AIMeasure","V30501","VAim:3D盆底肛提肌裂孔自动测量",null,"O","O","O","O","O","O","O","O","O"]
["Customized Auto Workflow(VWork)","Auto Works","V30502","自定义工作流(VWork)",null,"X","X","X","X","X","X","X","X","X"]
["Auto Flow Volume","Auto Flow Volume","V30531","血流量自动测量",null,"O","O","O","O","O","O","O","O","O"]
["Cardiac Guide","Cardiac Guide","V30554","心脏AI导航",null,"-","-","-","-","-","-","-","-","-"]
["lung ai","LungAI","V30559","智能肺超",null,"-","-","-","-","-","-","-","-","-"]
["Tissue boost","SupportTissueBoost","V30626","组织增强 ",null,"-","-","-","-","-","-","-","-","-"]
["Research Access","Research Access","V30714 ","原始科研数据导出",null,"-","-","-","-","-","-","-","-","-"]
["Remote consultation","Remote Consultation","V30740","远程会诊",null,"-","-","-","-","-","-","-","-","-"]
[]
["3D/4D Imaging Features"]
["3D imaging","3D imaging","V30135","三维成像",null,"X","X","X","X","X","X","X","X","X"]
["Real-time grayscale 4D","Real-time grayscale 4D","V30066","实时灰阶四维",null,"X","X","X","X","X","X","X","X","X"]
["4D Volume/sec (65 angle)",null,null,"四维帧频",{"$nulls":9}," "]
["Tomographic display (Mcut)","Tomographic display (Mcut)","V30067","超声断层成像",null,"X","X","X","X","X","X","X","O","O"]
["Rendering algorithms",null,null,"渲染方式"]
["- maximum, minimum, XΔRay",null,null," 最大、最小、X光显影模式",null,"X","X","X","X","X","X","X","X","X"]
["- surface, smooth",null,null,"表面模式、平滑模式",null,"X","X","X","X","X","X","X","X","X"]
["Parameter adjustable after freeze",{"$nulls":4},"X","X","X","X","X","X","X","X","X"]
["HQ (High Quality) 3D/4D","HQ3D&HQ4D","V30035","羊膜腔镜成像技术",null,"X","X","X","X","O","O","O","O","O"]
["Spatio Temporal Image Correlation (STIC)","Spatio Temporal Image Correlation (STIC)","V30037","时间空间相关成像",null,"O","O","O","O","O","O","O","Δ","Δ"]
["Auto NT","Auto NT","V30040","自动颈项透明层测量",null,"X","X","X","X","X","X","X","O","Δ"]
["Auto IT measure","Auto IT","V30503","自动IT(颅内透明层)测量",null,"X","X","X","X","X","X","X","O","Δ"]
["Inversion mode","Inversion mode","V30057","灰阶反转模式",null,"X","X","X","X","X","X","X","O","Δ"]
["Magic cut","Magic cut","V30058","魔术刀",null,"X","X","X","X","X","X","X","O","Δ"]
["Smart touch panel 3D/4D operation","Smart touch panel 3D/4D operation","V30059","智能三维/四维触摸屏操作模式",null,"X","X","X","X","X","X","X","X","X"]
["Free view","Free view","V30060","容积超声断层成像",null,"X","X","X","O","O","O","O","O","Δ"]
["Smart 3D Volume Calculation","Smart 3D Volume Calculation","V30177","智能三维容积计算",null,"O","O","O","O","O","O","O","O","O"]
["Free 3D","Free 3D","V30178","自由臂3D",null,"O","O","O","O","O","O","O","O","O"]
["3D auto follicle","Follicle 3D","V30213","三维卵泡自动测量",null,"O","O","O","O","O","O","O","O","O"]
["4D HQ Silhouette mode","HQSilhouette","V30358","HQ剪影模式",null,"X","X","X","O","O","O","O","O","O"]
["Export 3D data for 3D printer","Export 3D data for 3D printer","V30504","导出3D打印数据",null,"X","X","X","X","O","O","O","O","O"]
["Auto Levator Ani","Auto Levator Hiatus","V30505","3D盆底肛提肌裂孔自动测量",null,"X","X","X","X","O","O","O","O","O"]
["3D Smart Face","3D Smart Face","V30506","智能胎儿面部成像",null,"O","O","O","O","O","O","O","O","O"]
["VNavIn","Endoscope3D","V30552","超声3D内视渲染技术",null,"X","X","X","O","O","O","O","O","O"]
["Light Lab","SupportMultiLight","V30628","Light Lab胎儿多光源渲染成像",null,"-","-","-","-","-","-","-","-","-"]
["Color 3D","Color 3D","V30723","三维焕流成像",null,"-","-","-","-","-","-","-","-","-"]
[]
["General Specification"]
["RF platform",null,null,"RF元数据平台",null,"X","X","X","X","X","X","X","X","X"]
["Cineloop",null,null,"电影回放",null,"1500\"/30000 frame","1500\"/30000 frame","1500\"/30000 frame","1500\"/30000 frame","1500\"/30000 frame","1500\"/30000 frame","1500\"/30000 frame","1500\"/30000 frame","1500\"/30000 frame"]
["M2-SSD for ORCHID",null,null,"快速启动",null,"O","O","O","O","-","-","-","-","-"]
["SSD for quick bootup(E20 系列)",{"$nulls":4},"-","-","-","-","-","-","-","-","-"]
["SSD for quick bootup(portable)",null,null,"快速启动",null,"-","-","-","-","-","-","-","-","-"]
["Memory size",null,null,"内存",null,"16G","16G","16G","16G","8G","8G","8G","8G","8G"]
["HDD(1T)",null,null,"硬盘",null,"1T","1T","1T","1T","1T","1T","1T","1T","1T"]
["Monitor size",null,null,"显示器",null,"21.5\"","21.5\"","21.5\"","21.5\"","18.5\"","18.5\"","18.5“","18.5“","18.5“"]
["Touch panel ",null,null,"触摸屏操作",null,"13.3\"","13.3\"","13.3\"","13.3\"","10\"","10\"","10\"","10\"","10\""]
["Probe port",null,null,"选配探头接口",null,5,5,"-","-",4,"-","-",4,"-"]
[null,null,null,"标配探头接口",null,"4+1","4+1","4+1","4+1","3+1","3+1","3+1","3+1","3+1"]
["Integrated DVDRW ",null,null,"可读写DVD",null,"X","X","X","X","X","X","X","X","X"]
["B/W video printer slot",null,null,"黑白打印机安装槽",null,"X","X","X","X","X","X","X","X","X"]
["Patient database",null,null,"病人数据",null,"X","X","X","X","X","X","X","X","X"]
["Quick store",null,null,"USB快速存储",null,"X","X","X","X","X","X","X","X","X"]
["Network storage and printing",null,null,"网络存储与网络打印",null,"X","X","X","X","X","X","X","X","X"]
["Auto trace in PW/CW",null,null,"多普勒频谱自动包络",null,"X","X","X","X","X","X","X","X","X"]
["Vascular calculations",null,null,"血管测量包",null,"X","X","X","X","X","X","X","X","X"]
["Cardiac calculations",null,null,"心脏测量包",null,"X","X","X","X","X","X","X","X","X"]
["OB calculations and tables",null,null,"产科计算包及胎儿生长曲线表",null,"X","X","X","X","X","X","X","X","X"]
["Gynecological calculations",null,null,"妇科计算包",null,"X","X","X","X","X","X","X","X","X"]
["Urological calculations",null,null,"泌尿科计算包",null,"X","X","X","X","X","X","X","X","X"]
["Renal calculations",null,null,"肾脏计算包",null,"X","X","X","X","X","X","X","X","X"]
["Volume calculations",null,null,"容积计算",null,"X","X","X","X","X","X","X","X","X"]
["DICOM export and storage, printer, worklist","DICOM export and storage, printer, worklist","V30038","DICOM3.0基础功能（导出与存储，打印,列表）",null,"X","X","X","X","O","O","O","O","O"]
["DICOM export and storage, ","DicomStoragePackage","V30359","DICOM3.0基础功能",null,"-","-","-","-","-","-","-","-","-"]
["DICOM printer/ worklist","DicomNetworkPackage","V30360","DICOM3.0接口",null,"-","-","-","-","-","-","-","-","-"]
["WIFI adapter for console",null,"V30558","无线适配器",null,"O","O","O","O","O","O","O","O","O"]
["WIFI adapter for portable",null,"V30115","便携超无线适配器",null,"-","-","-","-","-","-","-","-","-"]
["LAN",null,null,"网络连接",null,"X","X","X","X","X","X","X","X","X"]
["Transfer image to FTP server","Transfer image to FTP server","V30087","传输影像至FTP服务器",null,"X","X","X","X","X","X","X","X","X"]
["RF data export","RF data export","V30088","RF元数据导出",null,"Δ","Δ","Δ","Δ","Δ","Δ","Δ","Δ","Δ"]
["vCloud interface","vCloud","V30173","远程传输接口",null,"X","X","X","X","X","X","X","X","X"]
["VGuide","EzonoNgs","V30214","微磁引导",null,"-","-","-","-","-","-","-","-","-"]
[]
["Ergonomics"]
["Articulating display",null,null,"自由显示臂",null,"X","X","X","X","X","X","X","X","X"]
["Display up/down",null,null,"显示器上下升降",null,"X","X","X","X"]
["operation panel up/down",null,null,"操作平台上下移动",null,"X","X","X","X","-","-","-","-","-"]
["operation panel Swivel",null,null,"操作平台左右移动",null,"X","X","X","X","-","-","-","-","-"]
["Operation panel FrontΔback adjustment",null,null,"操作平台前后移动",null,"X","X","X","X","-","-","-","-","-"]
["Touch Screen angle adjust",null,null,"触摸屏角度可调"]
["Gel warmer",null,null,"耦合剂加温器",null,"X","X","X","X","-","-","-","-","-"]
["内置电池"]
["Foot rest",null,null,"踏脚装置",null,"X","X","X","X","-","-","-","-","-"]
["Foot switch",null,null,"集成式脚踏开关",null,"X","X","X","X","-","-","-","-","-"]
["USB single button foot switch software (need to buy foot switch separately)",null,null,"USB单踏脚踏开关(需另外购买开关）",null,"-","-","-","-","-","-","-","-","-"]
["USB double button foot switch software (need to buy foot switch separately)",null,null,"USB双踏脚踏开关(需另外购买开关）",null,"O","O","O","O","O","O","O","O","O"]
["USB video acquisition card for video output",null,null,"中安USB视频采集卡（US2000视频采集盒）",null,"O","O","O","O","O","O","O","O","O"]
["battery discharge time",{"$nulls":4},"-","-","-","-","-","-","-","-","-"]
["battery charge time(fast/normal)",{"$nulls":4},"-","-","-","-","-","-","-","-","-"]
["battery package/UPS",{"$nulls":4},"-","-","-","-","-","-","-","-","-"]
["OR键盘托架组件",null,"V30510",null,null,"O","O","O","O","-","-","-","-","-"]
["新键盘托架组件（除60和86系列的其它大机器和CART-F/S/L）",null,"V30566",null,null,"-","-","-","-","O","O","O","O","O"]
["ECG for 60/86/X7/E30 系列","美标/欧标","V30516/V30517","心电图",null,"O","O","O","O","O","Δ","Δ","O","Δ"]
["ECG for portable","美标/欧标","V30163/V30116","心电图",null,"-","-","-","-","-","-","-","-","-"]
["CAMPH_ECG组件（V10 series）","美标/欧标","V30684/V30704","心电图"]
["ECG for E20","美标/欧标","V30528/V30529","心电图",null,"-","-","-","-","-","-","-","-","-"]
["外置导声胶加热器",null,"V10047","外置导声胶加热器",null,"-","-","-","-","O","O","O","O","O"]
["空化探头支架",null,"V30311",null,null,"-","-","-","-","-","-","-","-","-"]
["USB audio adapter",null,"V30341","USB 外置声卡 海备思HAGIBIS",null,"-","-","-","-","-","-","-","-","-"]
["E20 UPS支架套件",null,"V30365",null,null,"-","-","-","-","-","-","-","-","-"]
["G55 UPS支架套件",null,"V30366",null,null,"-","-","-","-","O","O","O","O","O"]
["DVI to HDMI cable for trolley &TOONA_50cm",null,"V30424","DVI转HDMI视频输出线-50cm",null,"O","O","O","O","O","O","O","O","O"]
["HDMI port adapter ",null,"V30425","DVI转HDMI转接头",null,"O","O","O","O","O","O","O","O","O"]
[]
["I/O and peripherals"]
["Portable keyboard dust film(Minimum package quantity 10pcs,10pcs/Bag)","Portable keyboard dust film","V30422",null,null,"-","-","-","-","-","-","-","-","-"]
["Bluetooth adapter","Bluetooth adapter","V30082",null,null,"X","X","X","X","O","O","O","O","O"]
["USB DVDRW "]
["USB port"]
["Display Port"]
["Simple CART","CART-S","V30520"]
["Simple CART","CART-S 新","V10854"]
["Simple CART","CART-L 新","V10852"]
["2 extended probe ports"]
["3 extended probe ports"]
["3 probe holder"]
["Cart with battery and 3 probe ports","CART-F","V30519"]
["Cart with battery and 3 probe ports","CART-F新","V10853"]
["USB B/W graphic printer slot"]
["S-video port, DVI port, VGA port ",null,"V30206"]
["Peripherals"]
[" 4 USB ports"]
["Power suit "]
["locking mechanism"]
["Up/down mechanism (>150mm)"]
["Battery pack (>4 hours working time)"]
["portable独立包装电池",null,"V30148"]
["V9BAT",null," V30709 "]
["CART 电池包组件",null,"V30155"]
["CART电源面板组件",null,"V30156"]
["CART视频转换组件",null,"V30208"]
["CART USB HUB组件",null,"V30158"]
["portable 箱包组件",null,"V30147"]
["Two probe ports box ",null,"V30153"]
["Three probe ports box ",null,"V30152"]
[]
[]
["Probes","Product-ProbeSpecification","Δ：Optional（注册了但是不想卖）\n#：    Additional(未注册)\n-/tt:   Hidden(工程上或者市场不开放)\nO:     Standard(停售了)\nX:     Standard","成品探头IPN\n（选型系统）","裸探头IPN\n（标签上IPN）"]
["S1-8C(192)","S1-8C","V20020",1000182,1000142,"X","X","X","-","-","-","-","-","-"]
["S1-8CM（192，MUX）","S1-8CM","V20062","1001284","1001283","-","-","-","-","-","-","-","-","-"]
["S2-9C(128)","S2-9CE","V20036",1000274,1000241,"X","X","X","X","X","X","X","X","-"]
["S1-9C","S1-9C","V20059",1000409,1000408,"-","-","-","-","-","-","-","-","-"]
["X2-6C(192, mux)","X2-6C","V20002",1000164,1000043,"X","X","X","X","X","X","X","X","X"]
["G2-5C(128)","G2-5C","V20001",1000163,1000039,"Δ","Δ","Δ","Δ","X","X","X","X","X"]
["F2-5C(128)","F2-5C","V20015",1000177,1000067,"#","#","#","#","X","X","X","X","X"]
["F2-5CE(128)","F2-5CE","V20021",1000272,1000239,"#","#","#","#","#","#","#","#","#"]
["F2-5C","F2-5CP","V20063",1000530,1000529,"#","#","#","#","Δ","Δ","Δ","X","X"]
["B2-6C(128)","B2-6C","V20037",1000481,1000480,"Δ","Δ","Δ","Δ","Δ","Δ","Δ","Δ","Δ"]
["D2-6C（128）","D2-6C","V20065",1000946,1000945,"-","-","-","-","-","-","-","-","-"]
["D2-7C","D2-7C",null,1000894,1000893,"-","-","-","-","-","-","-","-","-"]
["D3-6C(128)停售","D3-6C","V20003",1000165,1000046,"X","X","X","X","X","X","X","X","X"]
["D3-6C(128)","D3-6CM","V20003",1000312,1000310,"X","X","X","X","X","X","X","X","X"]
["D3-6CX(128)停售","D3-6CX","V20004",1000166,1000065,"X","X","X","X","X","X","X","X","X"]
["D3-6CX(128)停售","D3-6CY","V20004",1000502,1000501,"-","-","-","-","X","X","X","X","X"]
["D3-6CP","D3-6CP",null,1000426,1000425,"-","-","-","-","-","-","-","-","-"]
["D3-6CE","D3-6CE","V20027",1000271,1000238,"-","-","-","-","X","X","X","X","X"]
["G4-9E(128)停售","G4-9E","V20005",1000167,1000041,"X","X","X","X","X","X","X","X","X"]
["G4-9E(128)","G4-9EP","V20005",1000313,1000311,"X","X","X","X","X","X","X","X","X"]
["G4-9E(192, mux)停售","G4-9ES","V20032",1000407,1000405,"X","X","X","X","X","X","X","X","X"]
["X4-9E(192, mux)直柄","X4-9EL","V20049",1000805,1000804,"X","X","X","X","X","X","X","X","X"]
["X4-9E(192, mux)","X4-9E","V20032",1000524,1000523,"X","X","X","X","X","X","X","X","X"]
["D4-9E(128)停售","D4-9E","V20006",1000168,1000049,"X","X","X","X","X","X","X","X","X"]
["D4-9E(148, mux)","D4-9EP","V20006",1000346,1000345,"X","X","X","X","X","X","X","X","X"]
["F4-9E(128)停售","F4-9E","V20016",1000178,1000068,"#","#","#","#","Δ","X","X","X","X"]
["F4-9E(128)","F4-9ES","V20033",1000432,1000431,"#","#","#","#","Δ","X","X","X","X"]
["F4-9E(128)","F4-9EV","V20064",1000784,1000783,"-","-","-","-","-","-","-","-","-"]
["G3-9M(128)","G3-9M","V20039",1000521,1000520,"#","#","#","#","X","X","X","X","X"]
["G4-9M(128)","G4-9M","V20007",1000169,1000047,"X","X","X","X","X","X","X","X","X"]
["X3-10L(192)","X3-10L","V20038",1000491,1000490,"X","X","X","X","X","X","X","X","X"]
["X4-12L(192, mux)","X4-12L","V20008",1000170,1000042,"X","X","X","X","X","X","X","X","X"]
["X6-16L(192, mux)","X6-16L","V20009",1000171,1000044,"X","X","X","X","X","X","X","X","X"]
["X6-16LG(NGS)(192, mux)","X6-16LG","V20034",1000434,1000433,"-","-","-","-","-","-","-","-","-"]
["U5-15L(256, mux)","U5-15L","V20010",1000172,1000045,"X","X","X","-","-","-","-","-","-"]
["U5-15LE(256, mux)","U5-15LE","V20011",1000173,1000101,"-","-","-","X","X","X","X","X","X"]
["I4-11T(128)","I4-11T","V20012",1000174,1000052,"Δ","Δ","Δ","Δ","Δ","Δ","Δ","Δ","Δ"]
["F4-12L(128)停产","F4-12L","V20017",1000179,1000069,"#","#","#","#","X","X","X","X","X"]
["F4-12L(128)","F4-12LV","V20058",1000742,1000741,"-","-","-","-","X","X","X","X","X"]
["X10-23L (128)","X10-23L","V20022",1000276,1000249,"#","#","#","#","#","#","#","#","#"]
["X9-22L (192, mux)","X9-22L","V20023",1000273,1000240,"X","X","X","X","X","X","X","X","X"]
["I7-18L (Hock stick,128)","I7-18L","V20024",1000277,1000250,"#","#","#","#","-","-","-","-","-"]
["G1-4P(64)停售","G1-4P","V20013",1000175,1000040,"X","X","X","X","X","X","X","X","X"]
["G1-4P(64)停售","G1-4PS","V20013",1000381,1000375,"X","X","X","X","X","X","X","X","X"]
["G1-4P(64)停售","G1-4PX","V20013",1000406,1000404,"X","X","X","X","X","X","X","X","X"]
["G1-4P（64）","G1-4PV","V20052",1000744,1000743,"X","X","X","X","X","X","X","X","X"]
["S1-6P(64)停售","S1-6P","V20014",1000176,1000066,"-","-","-","-","O","Δ","Δ","Δ","Δ"]
["S1-6PS(64) （非CE国家）","S1-6PS","V20056",1001012,1001011,"-","-","-","-","-","-","-","X","X"]
["S1-6P(96)","S1-6PX","V20048",1000275,1000242,"X","X","X","X","X","X","X","-","-"]
["S1-6P","S1-6PV","V20061",1001206,1001080,"X","X","X","X","-","-","-","-","-"]
["G4-12LV(兽用经直肠探头,128)","G4-12LV","V20026",1000344,1000343,"-","-","-","-","-","-","-","-","-"]
["G3-10P(儿童心脏探头,64)","G3-10P","V20025",1000337,1000336,"-","-","-","-","-","-","-","#","#"]
["G3-10PX(儿童心脏探头,96)","G3-10PX","V20031",1000372,1000371,"X","X","X","X","X","X","X","-","-"]
["G3-8M(128)停售","G3-8M","V20028",1000390,1000376,"-","-","-","-","-","-","-","-","-"]
["G4-12P","G4-12PX","V20060",1001147,1001146,"-","-","-","-","-","-","-","-","-"]
["G4-12P(96)停产","G4-12P","V20035",1000500,1000499,"-","-","-","-","-","-","-","-","-"]
["BP4-9(128/128)","BP4-9C","V20053",1000438,1000437,"#","#","#","#","X","X","-","#","#"]
["G1-3R","G1-3R","V20071",1000752,1000751,"-","-","-","-","-","-","-","-","-"]
["E3-8T","E3-8T","V20057",1000734,1000733,"-","-","-","-","-","-","-","-","-"]
[]
["Biopsy guide",null,null,"IPN"]
["Biopsy guide S1-8C","可重复使用，适用于S1-8C，S1-8CM","V30143",3100128,null,"X","X","X","-","-","-","-","-","-"]
["Biopsy guide G2-5C","可重复使用","V30026",3100102,null,"X","X","X","X","X","X","X","X","X"]
["Biopsy guide F2-5C","可重复使用，适用于F2-5C，F2-5CE，A2-5C","V30141",3100096,null,"-","-","-","#","X","X","X","X","X"]
["Biopsy guide G4-9E Steel","可重复使用","V30030",3100101,null,"X","X","X","X","X","X","X","X","X"]
["Biopsy guide G4-9E Steel 21G","可重复使用","V30217",3100211,null,"X","X","X","X","X","X","X","X","X"]
["Biopsy guide G4-9E Steel 14G","可重复使用","V30362",3100250,null,"X","X","X","X","X","X","X","X","X"]
["Biopsy guide G4-9E Steel 17G","可重复使用","V30768",3100545,null,"X","X","X","X","X","X","X","X","X"]
["Biopsy guide F4-9E","可重复使用，适用于F4-9E,A4-9E","V30205",3100188,null,"-","-","-","#","Δ","X","X","X","X"]
["Biopsy guide X6-16L","可重复使用","V30028",3100093,null,"X","X","X","X","X","X","X","X","X"]
["Biopsy guide X4-12L","可重复使用","V30118",3100092,null,"X","X","X","X","X","X","X","X","X"]
["Biopsy guide F4-12L","可重复使用,适用于F4-12L，A4-12L","V30142",3100130,null,"-","-","-","#","X","X","X","X","X"]
["Biopsy guide G1-4P","可重复使用，适用于G1-4P，A1-4P","V30119",3100095,null,"X","X","X","X","X","X","X","X","X"]
["Biopsy guide S1-6P","可重复使用，适用于S1-6P，S1-6PS","V30120",3100094,null,"X","X","X","X","X","#","#","-","-"]
["Biopsy guide BP4-9","可重复使用","V30523",3100392,null,"X","X","X","X","X","X","X","X","-"]
["Biopsy guide X4-9E","可重复使用","V30522",3100384,null,"X","X","X","X","X","X","X","X","X"]
["Biopsy guide S1-6PX","可重复使用","V30653",3100438,null,"X","X","X","X","X","X","X","-","-"]
["Biopsy guide X2-6C","可重复使用","V30654",3100454,null,"X","X","X","X","X","X","X","X","X"]
["Biopsy guide S2-9C","可重复使用","V30769","3100473",null,"X","X","X","X","X","X","X","X","-"]
["俄罗斯版穿刺架,G4-9E","可重复使用","V30475",1000883,null,"-","-","-","-","-","-","-","-","-"]
["俄罗斯版穿刺架,F4-12L","可重复使用","V30476",1000884,null,"-","-","-","-","-","-","-","-","-"]
["俄罗斯版穿刺架,F2-5C","可重复使用","V30477",1000885,null,"-","-","-","-","-","-","-","-","-"]
["一次性穿刺架，LEAPMED LPESE123","-","T10004",3100243,null,"X","X","X","X","X","X","X","X","X"]

{"sheet":"2023-03-14 China停产机型","index":19,"n_rows":307,"n_cols":24,"rows_kept":307,"cut":false,"hidden":false,"merged":[[136,0,137,0],[136,2,137,2]]}
["Suitable software verison： ",{"$nulls":4},"O: option",null,"O: option"]
[]
["红底：未注册机型/不发放",null,"ProductID",null,null,"G80_4_5_6_7","V80_4_5_6_7","V70_4_5_6_7","V60_4_5_6_7","G60_4_5_6_7","G50_5_6_7_8","X7_5_6_7_8","M50_5_6_7_8","X6_5_6_7_8","E30_3_4_5_6","X5 _3_4"]
["灰底：停用",{"$nulls":4},"V10001","V10088","V10015","V10016","V10003","V10005","V10017","V10009","V10018","V10011","V10013"]
[{"$nulls":10},"V10084:4P 升降 ","V10044:4P ","V10085:4P 升降 ","V10079:4P 升降 ","V10046:4P ","V10045：4P"]
[{"$nulls":10},"V10005:升降 ","V10078:4P 升降 ","V10009:升降 ","V10018:升降 ","V10086:4P 升降 ","V10077:升降 "]
[{"$nulls":11},"V10017:升降 ",null,null,"V10089:4P old升降 ","V10080:4P 升降 "]
[null,null,"Memo",null,null,"ORCHID-G1","ORCHID-G1","ORCHID-G1","ORCHID-G1","ORCHID-G1","ARM","ARM","ARM","ARM","ARM","ARM"]
["Product ",null,"ProductDisplayName",null,null,"G80","V80","V70","V60","G60","G50","X7","M50","X6","E30","X5 "]
[" 2D Imaging Features","Product-OptionalFeatures "]
["Channel count",null,null,"物理通道",null,"192x4","192x4","192x4","128x4","128x4","128x4","128x4","128x4","128x4","64x4(2 for CF)","64x4(2 for CF)"]
["Frequency range",null,null,"主机频率响应",null,"25Mhz","25Mhz","25Mhz","25Mhz","25Mhz","25Mhz","25Mhz","25Mhz","25Mhz","25Mhz","25Mhz"]
["VFusion","VFusion",null,"复合超声成像",null,"X","X","X","X","X","X","X","X","X","X","X"]
["VSpeckle I ",null,null,"I型组织斑点噪声抑制 ",null,"X","X","X","X","X","X","X","X","X","X","X"]
["VSpeckle","Vspeckle1New","V30209","组织斑点噪声抑制 ",null,"X","X","X","X","X","X","X","X","X","X","X"]
["VTissue","VTissue","V30041","组织速度特征成像",null,"X","X","X","X","X","X","X","X","X","X","X"]
["Auto optimization","Auto optimization",null,"自动优化",null,"X","X","X","X","X","X","X","X","X","X","X"]
["Easy Compare","Easy Compare","V30063","记忆追踪对比技术",null,"X","X","X","X","X","X","X","X","X","X","X"]
["Duplex/Triplex 2D/Color/PW","Duplex/Triplex 2D/Color/PW","V30081","二同步/三同步图像显示",null,"X","X","X","X","X","X","X","X","X","X","X"]
["CWD","CWD","V30051","连续多普勒",null,"X","X","X","X","X","X","X","O","O","X","O"]
["CWD",null,"V30302","T-CWD套件",null,"-","-","-","-","-","-","-","-","-","-","-"]
["PWD","PW",null,"脉冲多普勒",null,"X","X","X","X","X","X","X","X","X","X","X"]
["Multi Doppler","MultiGatesPW","V30624","多门多普勒",null,"-","-","-","-","-","-","-","-","-","-","-"]
["RF based Zoom","ReadZoom",null,"实时局部放大",null,"X","X","X","X","X","X","X","X","X","X","X"]
["FULL screen","FullScreen","V30310","全屏显示",null,"X","X","X","X","X","X","X","X","X","X","X"]
["Smart Touch Zoom","Smart Touch Zoom","V30175","图像触摸屏缩放操作模式",null,"Δ","Δ","Δ","Δ","Δ","Δ","Δ","Δ","Δ","Δ","Δ"]
["CFI function","CF",null,"彩色多普勒",null,"X","X","X","X","X","X","X","X","X","X","X"]
["advanced CFI","FlowNewAlgorithm",null,"高灵敏度彩色多普勒",null,"X","X","X","X","X","X","X","X","X","X","X"]
["PDI function","PDI",null,"能量多普勒",null,"X","X","X","X","X","X","X","X","X","X","X"]
["B+CF simultaneously ","B+CF simultaneously","V30064","灰阶与彩色双幅显示",null,"X","X","X","X","X","X","X","X","X","X","X"]
["CF Velocity Profile","CF Velocity Profile","V30179","血流速度分布图",null,"X","X","X","X","X","X","X","X","X","X","X"]
["TView ","TView","V30052","梯形成像",null,"X","X","X","X","X","X","X","X","X","X","X"]
["Pview","PView","V30031","宽景成像",null,"O","X","X","O","O","O","O","O","O","O","O"]
["Color M mode","Color M-mode","V30061","彩色M型",null,"X","X","X","X","X","X","X","O","O","X","X"]
["MAM (multi angle M mode)","Multi Angle M-mode with 360 degree rotation","V30021","全方位M型",null,"X","X","X","X","X","X","X","O","O","O","O"]
["Curve M Mode",null,"V30596","曲线解剖M型",null,"X","X","X","X","X","X","X","O","O","O","O"]
["Tissue Doppler (TD)","TD","V30065","组织多普勒",null,"X","O","X","X","X","X","X","O","O","O","Δ"]
["Tissue Velocity Imaging (TVI)","TVI","V30036","组织速度成像",null,"X","X","#","#","#","X","X","#","#","#","#"]
["Tissue Velocity M-mode (TVM)","Tissue Velocity M-mode (TVM)","V30039","组织速度M型",null,"X","O","X","X","X","X","X","O","O","O","Δ"]
["Tissue Power Imaging (TPI)","Tissue Power Imaging(TPI)","V30170","组织多普勒能量图",null,"Δ","Δ","Δ","Δ","Δ","Δ","Δ","Δ","Δ","Δ","Δ"]
["Auto IMT","Auto IMT","V30033","颈动脉内中膜自动测量",null,"X","X","X","X","X","X","X","O","O","O","O"]
["Auto EF","Auto EF","V30149","左心室射血分数自动测量包",null,"X","X","X","X","X","X","X","O","O","O","O"]
["Auto OB","Auto OB","V30171","产科自动测量",null,"X","X","X","X","X","X","X","X","X","X","X"]
["Auto Bladder","Auto Bladder","V30172","膀胱自动测量",null,"X","X","X","X","X","X","X","X","X","X","X"]
["Tissue/pulse inversion harmonic","Har",null,"组织/反相脉冲谐波成像",null,"X","X","X","X","X","X","X","X","X","X","X"]
["Elastic imaging","Elastic imaging","V30053","弹性成像",null,"X","X","X","X","X","X","X","X","X","Δ","Δ"]
["Contrast imaging","Contrast imaging","V30054","CBI微泡造影成像(包含PPI造影分析)",null,"O","O","O","O","O","O","O","O","O","Δ","Δ"]
["vFlash","VFlash","V30176","声动力成像",null,"Δ","Δ","Δ","-","-","-","-","-","-","-","-"]
["B/Color steer",null,null,"灰阶与彩色独立偏转",null,"X","X","X","X","X","X","X","X","X","X","X"]
["Needle enhancement","Needle enhancement","V30080","穿刺增强",null,"X","X","X","X","X","X","X","X","X","O","O"]
["Auto needle enhancement","Auto Needle enhancement","V30739","自动穿刺增强",null,"-","-","-","-","-","-","-","-","-","-","-"]
["Support Mobile data transmission via Bluetooth and E-Mail","Support Mobile data transmission via Bluetooth and E-Mail","V30082","移动图像传输方案",null,"X","X","X","X","X","X","X","X","X","X","X"]
["SGC","Scanline Gain Compensation","V30107","扫描增益补偿",null,"X","X","X","X","X","X","X","X","X","X","X"]
["Tutorials","Tutorial","V30195","超声教学功能",null,"X","X","X","X","X","X","X","X","X","X","X"]
["Maximum linear probe depth display (X6Δ16L)","X6-16L_MaxDepth",{"$nulls":8},"16cm","10cm","16cm","10cm","16cm","10cm"]
["PWV","Pulse Wave Velocity(PWV)","V30210","脉搏波定量分析",null,"O","O","O","O","O","Δ","Δ","Δ","Δ","Δ","Δ"]
["AMAS( Automatic measurement of Arterial stiffness ) ","Advanced PWV","V30354","整体动脉僵硬度自动测量系统",null,"O","O","O","O","O","Δ","Δ","Δ","Δ","Δ","Δ"]
["Stress Echo","Stress Echo","V30211","负荷成像",null,"x","x","O","O","O","O","O","#","#","#","#"]
["2D auto follicle","Auto Follicle","V30212","二维卵泡自动测量",null,"x","x","X","X","X","X","X","X","X","O","O"]
["HSG","C3DC4D(HSG)","V30215","输卵管容积造影",null,"X","X","X","O","O","O","O","X","X","Δ","Δ"]
["VINNO Cardiac Quantification","vCQ","V30291","辅助诊疗功能",null,"O","O","O","O","O","O","O","O","O","O","O"]
["Zone Imaging","ZoneImage","V30303","全御相关成像",null,"X","X","X","X","X","X","X","X","X","X","X"]
[" VFlow","HQFlow","V30355","高灵敏度血流",null,"X","X","X","X","X","X","X","X","X","-","-"]
["Strain Imaging","Strain Rate","V30356","应变成像",null,"O","O","O","O","O","Δ","Δ","Δ","Δ","Δ","Δ"]
["VAid (Real-time Auto Breast Lesion Detection)","AI","V30357","乳腺自动化病灶辅助检测",null,"O","O","O","O","O","O","O","O","O","Δ","Δ"]
["VAid Liver","AI_Liver","V30616","肝脏自动检测分析",null,"-","-","-","-","-","-","-","-","-","-","-"]
["VAid Thyroid","AI_Thyroid","V30617","甲状腺自动检测分析",null,"-","-","-","-","-","-","-","-","-","-","-"]
["Emergency","Emergency Package","V30463","急诊",null,"-","-","-","-","-","-","-","-","-","-","-"]
["Nephrology","Nephrology Package","V30464","肾内（血管通路）",null,"-","-","-","-","-","-","-","-","-","-","-"]
["ICU","ICU Package","V30465","重症",null,"-","-","-","-","-","-","-","-","-","-","-"]
["Anesthesia","Anesthesia Package","V30419","神经麻醉包",null,"-","-","-","-","-","-","-","-","-","-","-"]
["MSK","MSKPackage","V30361","肌骨",null,"-","-","-","X","X","X","X","X","X","X","X"]
["POC Work flow",null,"V30767","POC流程工具",null,"-","-","-","-","-","-","-","-","-","-","-"]
["Auto VTI",null,"V30761","自动左室流出道时间速度积分",null,"-","-","-","-","-","-","-","-","-","-","-"]
["Auto IVC",null,"V30762","自动下腔静脉塌陷率",null,"-","-","-","-","-","-","-","-","-","-","-"]
["Auto B-line",null,"V30763","自动B线",null,"-","-","-","-","-","-","-","-","-","-","-"]
["Auto DFI",null,"V30764","自动舒张功能",null,"-","-","-","-","-","-","-","-","-","-","-"]
["Auto DPF",null,"V30765","自动膈肌功能评估",null,"-","-","-","-","-","-","-","-","-","-","-"]
["Auto Nerve",null,"V30766 ","自动神经识别",null,"-","-","-","-","-","-","-","-","-","-","-"]
["VReport","VReport","V30363","VReport",null,"O","O","O","O","O","O","O","O","O","O","O"]
["VSPORT","SPORTPackage","V30386","运动版",null,"-","-","-","-","-","-","-","-","-","-","-"]
["Remote Examination","Remote Examination","V30420","远程考核",null,"X","X","X","X","X","X","X","X","X","X","X"]
["Shear Wave Imaging(VShear)","SWEI","V30494","剪切波弹性成像(VShear)",null,"O","O","O","-","-","-","-","-","-","-","-"]
[" VLuminous Flow","RadiantFlow","V30495","立体血流",null,"X","X","X","X","X","X","X","X","X","X","X"]
["Live IMT","AutoImtInScan","V30496","实时IMT",null,"O","O","O","O","O","O","O","O","O","O","O"]
["VAim for OB","OB AIMeasure","V30497","VAim:产科自动测量",null,"X","X","X","X","X","O","O","O","O","O","O"]
["VAim for HIP","DDH AIMeasure","V30498","VAim:小儿髋关节自动测量",null,"X","X","X","X","X","O","O","O","O","O","O"]
["VAim for Follicle","Follicle AIMeasure","V30499","VAim:卵泡自动测量",null,"X","X","X","X","X","O","O","O","O","O","O"]
["VAim for Pelvic","VAS AIMeasure","V30500","VAim:盆底脱垂自动测量",null,"O","O","O","O","O","O","O","O","O","O","O"]
["VAim for LEVA(3D)","LEVA AIMeasure","V30501","VAim:3D盆底肛提肌裂孔自动测量",null,"O","O","O","O","O","O","O","O","O","O","O"]
["Customized Auto Workflow(VWork)","Auto Works","V30502","自定义工作流(VWork)",null,"X","X","X","X","X","X","X","X","X","X","X"]
["Auto Flow Volume","Auto Flow Volume","V30531","血流量自动测量",null,"O","O","O","O","O","O","O","O","O","O","O"]
["Cardiac Guide","Cardiac Guide","V30554","心脏AI导航",null,"-","-","-","-","-","-","-","-","-","-","-"]
["lung ai","LungAI","V30559","智能肺超",null,"-","-","-","-","-","-","-","-","-","-","-"]
["Tissue boost","SupportTissueBoost","V30626","组织增强 ",null,"-","-","-","-","-","-","-","-","-","-","-"]
["Research Access","Research Access","V30714 ","原始科研数据导出",null,"-","-","-","-","-","-","-","-","-","-","-"]
["Remote consultation","Remote Consultation","V30740","远程会诊",null,"-","-","-","-","-","-","-","-","-","-","-"]
[]
["3D/4D Imaging Features"]
["3D imaging","3D imaging","V30135","三维成像",null,"X","X","X","X","X","X","X","X","X","X","X"]
["Real-time grayscale 4D","Real-time grayscale 4D","V30066","实时灰阶四维",null,"X","X","X","X","X","X","X","X","X","X","X"]
["4D Volume/sec (65 angle)",null,null,"四维帧频",{"$nulls":11}," "]
["Tomographic display (Mcut)","Tomographic display (Mcut)","V30067","超声断层成像",null,"O","X","O","O","O","O","O","X","X","O","O"]
["Rendering algorithms",null,null,"渲染方式"]
["- maximum, minimum, XΔRay",null,null," 最大、最小、X光显影模式",null,"X","X","X","X","X","X","X","X","X","X","X"]
["- surface, smooth",null,null,"表面模式、平滑模式",null,"X","X","X","X","X","X","X","X","X","X","X"]
["Parameter adjustable after freeze",{"$nulls":4},"X","X","X","X","X","X","X","X","X","X","X"]
["HQ (High Quality) 3D/4D","HQ3D&HQ4D","V30035","羊膜腔镜成像技术",null,"X","X","X","O","O","O","O","X","X","Δ","Δ"]
["Spatio Temporal Image Correlation (STIC)","Spatio Temporal Image Correlation (STIC)","V30037","时间空间相关成像",null,"O","O","O","O","O","O","O","O","O","Δ","Δ"]
["Auto NT","Auto NT","V30040","自动颈项透明层测量",null,"X","X","X","X","X","O","O","X","X","O","Δ"]
["Auto IT measure","Auto IT","V30503","自动IT(颅内透明层)测量",null,"X","X","X","X","X","O","O","X","X","O","Δ"]
["Inversion mode","Inversion mode","V30057","灰阶反转模式",null,"X","X","X","X","X","O","O","X","X","O","Δ"]
["Magic cut","Magic cut","V30058","魔术刀",null,"X","X","X","X","X","O","O","X","X","O","Δ"]
["Smart touch panel 3D/4D operation","Smart touch panel 3D/4D operation","V30059","智能三维/四维触摸屏操作模式",null,"X","X","X","X","X","O","O","X","X","X","X"]
["Free view","Free view","V30060","容积超声断层成像",null,"X","X","X","X","X","O","O","O","O","O","Δ"]
["Smart 3D Volume Calculation","Smart 3D Volume Calculation","V30177","智能三维容积计算",null,"X","X","O","O","O","O","O","O","O","O","O"]
["Free 3D","Free 3D","V30178","自由臂3D",null,"X","X","X","X","X","X","X","X","X","X","X"]
["3D auto follicle","Follicle 3D","V30213","三维卵泡自动测量",null,"X","X","O","O","O","O","O","O","O","O","O"]
["4D HQ Silhouette mode","HQSilhouette","V30358","HQ剪影模式",null,"X","X","X","O","O","O","O","O","O","Δ","Δ"]
["Export 3D data for 3D printer","Export 3D data for 3D printer","V30504","导出3D打印数据",null,"X","X","X","X","X","O","O","O","O","O","O"]
["Auto Levator Ani","Auto Levator Hiatus","V30505","3D盆底肛提肌裂孔自动测量",null,"X","X","X","X","X","O","O","O","O","O","O"]
["3D Smart Face","3D Smart Face","V30506","智能胎儿面部成像",null,"O","O","O","O","O","O","O","O","O","O","O"]
["VNavIn","Endoscope3D","V30552","超声3D内视渲染技术",null,"X","X","X","O","O","O","O","O","O","O","O"]
["Light Lab","SupportMultiLight","V30628","Light Lab胎儿多光源渲染成像",null,"-","-","-","-","-","-","-","-","-","-","-"]
["Color 3D","Color 3D","V30723","三维焕流成像",null,"-","-","-","-","-","-","-","-","-","-","-"]
[]
["General Specification"]
["RF platform",null,null,"RF元数据平台",null,"X","X","X","X","X","X","X","X","X","X","X"]
["Cineloop",null,null,"电影回放",null,"1500\"/30000 frame","1500\"/30000 frame","1500\"/30000 frame","1500\"/30000 frame","1500\"/30000 frame","1500\"/30000 frame","1500\"/30000 frame","1500\"/30000 frame","1500\"/30000 frame","1500\"/30000 frame","1500\"/30000 frame"]
["M2-SSD for ORCHID",null,null,"快速启动",null,"O","O","O","O","O","-","-","-","-","-","-"]
["SSD for quick bootup(E20 系列)",{"$nulls":4},"-","-","-","-","-","-","-","-","-","-","-"]
["SSD for quick bootup(portable)",null,null,"快速启动",null,"-","-","-","-","-","-","-","-","-","-","-"]
["Memory size",null,null,"内存",null,"16G","16G","16G","16G","16G","8G","8G","8G","8G","8G","8G"]
["HDD",null,null,"硬盘",null,"1T","1T","1T","1T","1T","1T","1T","1T","1T","1T","1T"]
["Monitor size",null,null,"显示器",null,"21.5\"","21.5\"","21.5\"","21.5\"","21.5\"","18.5“","18.5“","18.5“","18.5“","18.5“","18.5\""]
["Touch panel ",null,null,"触摸屏操作",null,"13.3\"","13.3\"","13.3\"","13.3\"","13.3\"","10\"","10\"","10\"","10\"","10\"","10\""]
["Probe port",null,null,"选配探头接口",null,5,"-",5,null,null,4,4,4,"-",4,4]
[null,null,null,"标配探头接口",null,"4+1",5,"4+1","4+1","4+1","3+1","3+1","3+1","3+1","3+1","3+1"]
["Integrated DVDRW ",null,null,"可读写DVD",null,"X","X","X","X","X","X","X","X","X","X","X"]
["B/W video printer slot",null,null,"黑白打印机安装槽",null,"X","X","X","X","X","X","X","X","X","X","X"]
["Patient database",null,null,"病人数据",null,"X","X","X","X","X","X","X","X","X","X","X"]
["Quick store",null,null,"USB快速存储",null,"X","X","X","X","X","X","X","X","X","X","X"]
["Network storage and printing","Network Printer",null,"网络存储与网络打印",null,"X","X","X","X","X","X","X","X","X","X","X"]
["Auto track in PW/CW",null,null,"多普勒频谱自动包络",null,"X","X","X","X","X","X","X","X","X","X","X"]
["Vascular calculations",null,null,"血管测量包",null,"X","X","X","X","X","X","X","X","X","X","X"]
["Cardiac calculations",null,null,"心脏测量包",null,"X","X","X","X","X","X","X","X","X","X","X"]
["OB calculations and tables",null,null,"产科计算包及胎儿生长曲线表",null,"X","X","X","X","X","X","X","X","X","X","X"]
["Gynecological calculations",null,null,"妇科计算包",null,"X","X","X","X","X","X","X","X","X","X","X"]
["Urological calculations",null,null,"泌尿科计算包",null,"X","X","X","X","X","X","X","X","X","X","X"]
["Renal calculations",null,null,"肾脏计算包",null,"X","X","X","X","X","X","X","X","X","X","X"]
["Volume calculations",null,null,"容积计算",null,"X","X","X","X","X","X","X","X","X","X","X"]
["DICOM export and storage, printer, worklist","DICOM export and storage, printer, worklist","V30038","DICOM3.0基础功能（导出与存储，打印,列表）",null,"-","-","-","-","-","-","-","-","-","-","-"]
["DICOM export and storage, ","DicomStoragePackage","V30359","DICOM3.0基础功能",null,"X","X","X","X","X","X","X","X","X","O","O"]
["DICOM printer/ worklist","DicomNetworkPackage","V30360","DICOM3.0接口",null,"O","O","O","O","O","O","O","O","O","O","O"]
["WIFI adapter for console",null,"V30558","无线适配器",null,"O","O","O","O","O","O","O","O","O","O","O"]
["WIFI adapter for portable",null,"V30115","便携超无线适配器",null,"-","-","-","-","-","-","-","-","-","-","-"]
["LAN",null,null,"网络连接",null,"X","X","X","X","X","X","X","X","X","X","X"]
["Transfer image to FTP server","Transfer image to FTP server","V30087","传输影像至FTP服务器",null,"Δ","Δ","Δ","Δ","Δ","Δ","Δ","Δ","Δ","Δ","Δ"]
["RF data export","RF data export","V30088","RF元数据导出",null,"Δ","Δ","Δ","Δ","Δ","Δ","Δ","Δ","Δ","Δ","Δ"]
["vCloud interface","vCloud","V30173","远程传输接口",null,"X","X","X","X","X","X","X","X","X","X","X"]
["VGuide","EzonoNgs","V30214","微磁引导",null,"-","-","-","-","-","-","-","-","-","-","-"]
[]
["Ergonomics"]
["Articulating display",null,null,"自由显示臂",null,"X","X","X","X","X","X","X","X","X","X","X"]
["display up/down",null,null,"显示器上下升降",null,null,"X","X","X","X"]
["operation panel up/down",null,null,"操作平台上下移动",null,"X","X","X","X","X","-","-","-","-","-","-"]
["operation panel Swivel",null,null,"操作平台左右移动",null,"X","X","X","X","X","-","-","-","-","-","-"]
["Operation panel FrontΔback adjustment",null,null,"操作平台前后移动",null,"X","X","X","X","X","-","-","-","-","-","-"]
["Touch Screen angle adjust",null,null,"触摸屏角度可调",null,"-","-","-","-","-","-","-","-","-","-","-"]
["Gel warmer",null,null,"耦合剂加温器",null,"X","X","X","X","X","-","-","-","-","-","-"]
["内置电池",{"$nulls":4},"-","-","-","-","-","-","-","-","-","-","-"]
["Foot rest",null,null,"踏脚装置",null,"X","X","X","X","X","-","-","-","-","-","-"]
["Foot switch",null,null,"集成式脚踏开关",null,"X","X","X","X","X","-","-","-","-","-","-"]
["USB single button foot switch software",null,null,"USB单踏脚踏开关(需另外购买开关）",null,"-","-","-","-","-","-","-","-","-","-","-"]
["USB double button foot switch software",null,null,"USB双踏脚踏开关(需另外购买开关）",null,"O","O","O","O","O","O","O","O","O","O","O"]
["USB video acquisition card for video output",null,null,"中安USB视频采集卡（US2000视频采集盒）",null,"O","O","O","O","O","O","O","O","O","O","O"]
["battery discharge time",{"$nulls":4},"-","-","-","-","-","-","-","-","-","-","-"]
["battery charge time(fast/normal)",{"$nulls":4},"-","-","-","-","-","-","-","-","-","-","-"]
["battery package/UPS",{"$nulls":4},"-","-","-","-","-","-","-","-","-","-","-"]
["OR键盘托架组件",null,"V30510",null,null,"O","O","O","O","O","-","-","-","-","-","-"]
["新键盘托架组件（除60和86系列的其它大机器和CART-F/S/L）",null,"V30566",null,null,"-","-","-","-","-","O","O","O","O","O","O"]
["ECG for 60/86/X7/E30 系列","美标/欧标","V30516/V30517","心电图",null,"O","O","O","O","O","O","O","O","O","O","O"]
["ECG for portable","美标/欧标","V30163/V30116","心电图",null,"-","-","-","-","-","-","-","-","-","-","-"]
["CAMPH_ECG组件（V10 series）","美标/欧标","V30684/V30704","心电图",{"$nulls":14},"O","O","O","O","O","O"]
["ECG for E20","美标/欧标","V30528/V30529","心电图",null,"-","-","-","-","-","-","-","-","-","-","-"]
["外置导声胶加热器",null,"V10047","外置导声胶加热器",null,"-","-","-","-","-","O","O","O","O","O","O"]
["空化探头支架",null,"V30311",null,null,"O","-","O","-","-","-","-","-","-","-","-"]
["USB audio adapter",null,"V30341","USB 外置声卡 海备思HAGIBIS",null,"-","-","-","-","-","-","-","-","-","-","-"]
["E20 UPS支架套件",null,"V30365",null,null,"-","-","-","-","-","-","-","-","-","-","-"]
["G55 UPS支架套件",null,"V30366",null,null,"-","-","-","-","-","O","O","O","O","O","O"]
["DVI to HDMI cable for trolley &TOONA_50cm",null,"V30424","DVI转HDMI视频输出线-50cm",null,"O","O","O","O","O","O","O","O","O","O","O"]
["HDMI port adapter ",null,"V30425","DVI转HDMI转接头",null,"O","O","O","O","O","O","O","O","O","O","O"]
[]
["I/O and peripherals"]
["Portable keyboard dust film(Minimum package quantity 10pcs,10pcs/Bag)","Portable keyboard dust film","V30422","portable键盘防尘膜",null,"-","-","-","-","-","-","-","-","-","-","-"]
["Bluetooth adapter","Bluetooth adapter","V30082","蓝牙适配器",null,"X","X","X","X","X","O","O","O","O","O","O"]
["USB DVDRW "]
["USB port"]
["Display Port"]
["Simple CART",null,"V30521","CART-S"]
["Simple CART",null,"V10855","CART-S新"]
["Simple CART",null,"V10851","CART-L新"]
["2 extended probe ports"]
["3 extended probe ports"]
["3 probe holder"]
["Cart with battery and 3 probe ports",null,"V30519","带三口探头箱电池包推车  CART-F"]
["Cart with battery and 3 probe ports",null,"V10853","CART-F新"]
["USB B/W graphic printer slot"]
["S-video port, DVI port, VGA port "]
[]
[" 4 USB ports"]
["Power suit "]
["locking mechanism"]
["Up/down mechanism (>150mm)"]
["Battery pack (>4 hours working time)"]
["portable独立包装电池",null,"V30148"]
["V9BAT",null," V30709 "]
["CART 电池包组件",null,"V30155"]
["CART电源面板组件",null,"V30156"]
["CART视频转换输出组件",null,"V30208"]
["CART USB HUB组件",null,"V30158"]
["portable 箱包组件",null,"V30147"]
["Two probe ports box ",null,"V30153"]
["Three probe ports box ",null,"V30152"]
[]
[]
["Probes","Product-ProbeSpecification","Δ：Optional（注册了但是不想卖）\n#：    Additional(未注册)\n-/tt:   Hidden(工程上或者市场不开放)\nO:     Standard(停售了)\nX:     Standard","成品探头IPN\n（选型系统）","裸探头IPN\n（标签上IPN）"]
["S1-8C(192)","S1-8C","V20020",1000182,1000142,"X","X","X","-","-","-","-","-","-","-","-"]
["S1-8C（192，MUX）","S1-8CM","V20054",1000992,1000991,"X","X","X","X","X","-","-","-","-","-","-"]
["S2-9C(128)","S2-9CE","V20036",1000274,1000241,"X","X","X","X","X","X","X","-","-","-","-"]
["S1-9C","S1-9C","V20059",1000409,1000408,"-","-","-","-","-","-","-","-","-","-","-"]
["X2-6C(192, mux)","X2-6C","V20002",1000164,1000043,"X","X","X","X","X","X","X","X","X","#","#"]
["G2-5C(128)","G2-5C","V20001",1000163,1000039,"Δ","Δ","Δ","Δ","Δ","X","X","X","X","X","X"]
["F2-5C(128)","F2-5C","V20015",1000177,1000067,"#","#","#","#","#","X","X","X","X","X","X"]
["F2-5CE停售","F2-5CE","V20021",1000272,1000239,"#","#","#","#","#","#","#","#","#","#","#"]
["F2-5C","F2-5CP","V20063",1000530,1000529,"#","#","#","#","#","Δ","Δ","Δ","Δ","X","X"]
["B2-6C(128)","B2-6C","V20037",1000481,1000480,"#","#","#","#","#","#","#","-","-","#","#"]
["D2-6C（128）","D2-6C","V20065",1000946,1000945,"-","-","-","-","-","-","-","-","-","-","-"]
["D2-7C","D2-7C",null,1000894,1000893,"-","-","-","-","-","-","-","-","-","-","-"]
["D3-6C(128)停售","D3-6C","V20003",1000165,1000046,"X","X","X","X","X","X","X","X","X","X","X"]
["D3-6C(128)","D3-6CM","V20003",1000312,1000310,"X","X","X","X","X","X","X","X","X","X","X"]
["D3-6CX(128)停售","D3-6CX","V20004",1000166,1000065,"X","X","X","X","X","X","X","X","X","X","X"]
["D3-6CX(128)停售","D3-6CY","V20004",1000502,1000501,"-","-","-","-","-","-","-","-","-","X","X"]
["D3-6CP","D3-6CP",null,1000426,1000425,"-","-","-","-","-","-","-","-","-","-","-"]
["D3-6CE","D3-6CE","V20027",1000271,1000238,"-","-","-","-","-","-","-","-","-","#","#"]
["G4-9E(128)停售","G4-9E","V20005",1000167,1000041,"X","X","X","X","X","X","X","X","X","X","X"]
["G4-9E(128)","G4-9EP","V20005",1000313,1000311,"X","X","X","X","X","X","X","X","X","X","X"]
["G4-9E(192, mux)停售","G4-9ES",null,1000407,1000405,"X","X","X","X","X","X","X","X","X","X","X"]
["X4-9E(192, mux)直柄","X4-9EL","V20049",1000805,1000804,"#","#","#","#","#","#","#","#","#","#","#"]
["X4-9E(192, mux)","X4-9E","V20032",1000524,1000523,"#","#","#","#","#","#","#","#","#","#","#"]
["D4-9E(128)停售","D4-9E","V20006",1000168,1000049,"X","X","X","X","X","X","X","X","X","X","X"]
["D4-9E(148, mux)","D4-9EP","V20006",1000346,1000345,"X","X","X","X","X","X","X","X","X","X","X"]
["F4-9E(128)停售","F4-9E","V20016",1000178,1000068,"#","#","#","#","#","X","X","X","X","X","X"]
["F4-9E(128)","F4-9ES","V20033",1000432,1000431,"#","#","#","#","#","X","X","X","X","X","X"]
["F4-9E(128)","F4-9EV","V20064",1000784,1000783,"-","-","-","-","-","-","-","-","-","-","-"]
["G3-9M(128)","G3-9M","V20039",1000521,1000520,"#","#","#","#","#","#","#","#","#","#","#"]
["G4-9M(128)","G4-9M","V20007",1000169,1000047,"X","X","X","X","X","X","X","X","X","X","X"]
["X3-10L(192)","X3-10L","V20038",1000491,1000490,"#","#","#","#","#","#","#","#","#","#","#"]
["X4-12L(192, mux)","X4-12L","V20008",1000170,1000042,"X","X","X","X","X","X","X","X","X","X","X"]
["X6-16L(192, mux)","X6-16L","V20009",1000171,1000044,"X","X","X","X","X","X","X","X","X","X","X"]
["X6-16L(NGS)(192, mux)","X6-16LG","V20034",1000434,1000433,"-","-","-","-","-","-","-","-","-","-","-"]
["U5-15L(256, mux)","U5-15L","V20010",1000172,1000045,"X","X","X","-","-","-","-","-","-","-","-"]
["U5-15LE(256, mux)","U5-15LE","V20011",1000173,1000101,"-","-","-","X","X","X","X","X","X","X","X"]
["I4-11T(128)","I4-11T","V20012",1000174,1000052,"Δ","Δ","Δ","Δ","Δ","Δ","Δ","Δ","Δ","#","#"]
["F4-12L(128)仅国内恢复开放在售","F4-12L","V20017",1000179,1000069,"#","#","#","#","#","X","X","X","X","X","X"]
["F4-12L(128)","F4-12LV","V20058",1000742,1000741,"-","-","-","-","-","X","X","X","X","X","X"]
["X10-23L (128)","X10-23L","V20022",1000276,1000249,"#","#","#","#","#","#","#","#","#","#","#"]
["X9-22L (192, mux)","X9-22L","V20023",1000273,1000240,"#","#","#","#","#","#","#","#","#","#","#"]
["I7-18L (Hock stick,128)","I7-18L","V20024",1000277,1000250,"#","#","#","#","#","#","#","#","#","#","#"]
["G1-4P(64)停售","G1-4P","V20013",1000175,1000040,"X","X","X","X","X","X","X","X","X","X","X"]
["G1-4P(64)停售","G1-4PS","V20013",1000381,1000375,"X","X","X","X","X","X","X","X","X","X","X"]
["G1-4P(64)停售","G1-4PX","V20013",1000406,1000404,"X","X","X","X","X","X","X","X","X","X","X"]
["G1-4P（64）","G1-4PV","V20052",1000744,1000743,"X","X","X","X","X","X","X","X","X","X","X"]
["S1-6P(64)停售","S1-6P","V20014",1000176,1000066,"-","-","-","-","-","-","-","-","-","-","-"]
["S1-6PS(64) （非CE国家）","S1-6PS","V20056",1001012,1001011,"-","-","-","-","-","-","-","-","-","-","-"]
["S1-6P(96)","S1-6PX","V20048",1000275,1000242,"X","X","X","X","X","X","X","#","#","-","-"]
["S1-6P","S1-6PV","V20061",1001206,1001080,"X","X","X","X","X","-","-","-","-","-","-"]
["G4-12LV(兽用经直肠探头,128)","G4-12LV","V20026",1000344,1000343,"-","-","-","-","-","-","-","-","-","-","-"]
["G3-10P(儿童心脏探头,64)","G3-10P","V20025",1000337,1000336,"-","-","-","-","-","-","-","-","-","#","#"]
["G3-10PX(儿童心脏探头,96)","G3-10PX","V20031",1000372,1000371,"#","#","#","#","#","#","#","#","#","-","-",null,"-"]
["G3-8M(128)停售","G3-8M","V20028",1000390,1000376,"-","-","-","-","-","-","-","-","-","-","-"]
["G4-12P","G4-12PX","V20060",1001147,1001146,"-","-","-","-","-","-","-","-","-","-","-"]
["G4-12P(96)停产","G4-12P","V20035",1000500,1000499,"-","-","-","-","-","-","-","-","-","-","-"]
["BP4-9","BP4-9C","V20053",1000438,1000437,"-","-",null,null,null,"X","-","X","-","#","#"]
["G1-3R","G1-3R","V20071",1000752,1000751,"-","-","-","-","-","-","-","-","-","-","-"]
["E3-8T","E3-8T","V20057",1000734,1000733,"-","-","-","-","-","-","-","-","-","-","-"]
[]
["Biopsy guide",null,null,"IPN"]
["Biopsy guide S1-8C","可重复使用，适用于S1-8C，S1-8CM","V30143",3100128,null,"X","X","X","-","-","-","-","-","-","-","-"]
["Biopsy guide G2-5C","可重复使用","V30026",3100102,null,"X","X","X","X","X","X","X","X","X","X","X"]
["Biopsy guide F2-5C","可重复使用，适用于F2-5C，F2-5CE，A2-5C","V30141",3100096,null,"X","X","#","#","#","X","X","X","X","X","X"]
["Biopsy guide G4-9E Steel","可重复使用","V30030",3100101,null,"X","X","X","X","X","X","X","X","X","X","X"]
["Biopsy guide G4-9E Steel 21G","可重复使用","V30217",3100211,null,"X","X","X","X","X","X","X","X","X","X","X"]
["Biopsy guide G4-9E Steel 14G","可重复使用","V30362",3100250,null,"X","X","X","X","X","X","X","X","X","X","X"]
["Biopsy guide G4-9E Steel 17G","可重复使用","V30768",3100545,null,"X","X","X","X","X","X","X","X","X","X","X"]
["Biopsy guide F4-9E","可重复使用，适用于F4-9E,A4-9E","V30205",3100188,null,"#","#","#","#","#","X","X","X","X","X","X"]
["Biopsy guide X6-16L","可重复使用","V30028",3100093,null,"X","X","X","X","X","X","X","X","X","X","X"]
["Biopsy guide X4-12L","可重复使用","V30118",3100092,null,"X","X","X","X","X","X","X","X","X","X","X"]
["Biopsy guide F4-12L","可重复使用,适用于F4-12L，A4-12L","V30142",3100130,null,"#","#","#","#","#","X","X","X","X","X","X"]
["Biopsy guide G1-4P","可重复使用，适用于G1-4P，A1-4P","V30119",3100095,null,"X","X","X","X","X","X","X","X","X","X","X"]
["Biopsy guide S1-6P","可重复使用，适用于S1-6P，S1-6PS","V30120",3100094,null,"X","X","X","X","X","X","X","#","#","-","-"]
["Biopsy guide BP4-9","可重复使用","V30523",3100392,{"$nulls":6},"X","-","X","-","#","#"]
["Biopsy guide X4-9E","可重复使用","V30522",3100384,null,"#","#","#","#","#","#","#","#","#","#","#"]
["Biopsy guide S1-6PX","可重复使用","V30653",3100438,null,"X","X","X","X","X","X","X","#","#","-","-"]
["Biopsy guide X2-6C","可重复使用","V30654",3100454,null,"X","X","X","X","X","X","X","X","X","#","#"]
["Biopsy guide S2-9C","可重复使用","V30769","3100473",null,"X","X","X","X","X","X","X","-","-","-","-"]
["一次性穿刺架，LEAPMED LPESE123","-","T10004",3100243,null,"-","-","-","-","-","-","-","-","-","-","-"]

{"sheet":"2023-03-14 D系列VET停产机型","index":20,"n_rows":299,"n_cols":72,"rows_kept":299,"cut":false,"hidden":false,"merged":[[135,0,136,0],[135,2,136,2],[135,3,136,3]]}
["Suitable software verison： ",null,"Release time： "]
[{"$nulls":7},"旧版D700VET"]
["红底：未注册机型/不发放",null,null,"ProductID",null,null,"D760Vet","D700Vet_4_5_6_7","V70Vet_4_5_6_7|LAB","G55Vet_5_6_7_8|China_Oversea","G50Vet _5_6_7_8|China_Oversea","M55Vet_5_6_7_8|China_Oversea"]
["灰底：停售"]
[null,null,null,"Memo",null,null,"ORCHID-G1","ORCHID-G1","ORCHID-G1","ARM","ARM","ARM"]
["Product ",null,null,"ProductDisplayName",null,null,"D760VET","D700VET","V70LAB","G55Vet","G50 Vet","M55Vet"]
[" 2D Imaging Features",null,"Product-OptionalFeatures "]
["Channel count",null,null,null,"物理通道",null,"128x4","192x4","192x4","128x4","128x4","128x4"]
["Frequency range",null,null,null,"主机频率响应",null,"25Mhz","25Mhz","25Mhz","25Mhz","25Mhz","25Mhz"]
["VFusion",null,"VFusion",null,"复合超声成像",null,"X","X","X","X","X","X"]
["VSpeckle I ",null,null,null,"I型组织斑点噪声抑制 ",null,"X","X","X","X","X","X"]
["VSpeckle",null,"Vspeckle1New","V30209","组织斑点噪声抑制 ",null,"X","X","X","X","X","X"]
["VTissue",null,"VTissue","V30041","组织速度特征成像",null,"X","X","X","X","X","X"]
["Auto optimization",null,"Auto optimization",null,"自动优化",null,"X","X","X","X","X","X"]
["Easy Compare",null,"Easy Compare","V30063","记忆追踪对比技术",null,"X","X","X","X","X","X"]
["Duplex/Triplex 2D/Color/PW",null,"Duplex/Triplex 2D/Color/PW","V30081","二同步/三同步图像显示",null,"X","X","X","X","X","X"]
["CWD",null,"CWD","V30051","连续多普勒",null,"X","X","X","X","X","X"]
["CWD",null,null,"V30302","T-CWD套件",null,"-","-","-","-","-","-"]
["PWD",null,"PW",null,"脉冲多普勒",null,"X","X","X","X","X","X"]
["RF based Zoom",null,"ReadZoom",null,"实时局部放大",null,"X","X","X","X","X","X"]
["FULL screen",null,"FullScreen","V30310","全屏显示",null,"X","X","X","X","X","X"]
["Smart Touch Zoom",null,"Smart Touch Zoom","V30175","图像触摸屏缩放操作模式",null,"Δ","Δ","Δ","Δ","Δ","Δ"]
["CFI function",null,"CF",null,"彩色多普勒",null,"X","X","X","X","X","X"]
["advanced CFI",null,"FlowNewAlgorithm",null,"高灵敏度彩色多普勒",null,"X","X","X","X","X","X"]
["PDI function",null,"PDI",null,"能量多普勒",null,"X","X","X","X","X","X"]
["B+CF simultaneously ",null,"B+CF simultaneously","V30064","灰阶与彩色双幅显示",null,"X","X","X","X","X","X"]
["CF Velocity Profile",null,"CF Velocity Profile","V30179","血流速度分布图",null,"X","X","X","X","X","X"]
["TView ",null,"TView","V30052","梯形成像",null,"X","X","X","X","X","X"]
["Pview",null,"PView","V30031","宽景成像",null,"O","O","O","O","O","O"]
["MAM (multi angle M mode)",null,"Multi Angle M-mode with 360 degree rotation","V30021","全方位M型",null,"X","X","X","O","O","O"]
["Curve M Mode",null,null,"V30596","曲线解剖M型",null,"X","X","X","O","O","O"]
["Color M mode",null,"Color M-mode","V30061","彩色M型",null,"X","X","X","X","X","X"]
["Tissue Doppler (TD)",null,"TD","V30065","组织多普勒",null,"X","X","X","X","X","X"]
["Tissue Velocity Imaging (TVI)",null,"TVI","V30036","组织速度成像",null,"X","X","X","X","X","X"]
["Tissue Velocity M-mode (TVM)",null,"Tissue Velocity M-mode (TVM)","V30039","组织速度M型",null,"X","X","X","X","X","X"]
["Tissue Power Imaging (TPI)",null,"Tissue Power Imaging(TPI)","V30170","组织多普勒能量图",null,"Δ","Δ","Δ","Δ","Δ","Δ"]
["Auto IMT",null,"Auto IMT","V30033","颈动脉内中膜自动测量",null,"X","X","X","X","X","X"]
["Auto EF",null,"Auto EF","V30149","左心室射血分数自动测量包",null,"X","X","X","O","O","O"]
["Auto OB",null,"Auto OB","V30171","产科自动测量",null,"-","-","-","-","-","-"]
["Auto Bladder",null,"Auto Bladder","V30172","膀胱自动测量",null,"-","-","-","-","-","-"]
["Tissue/pulse inversion harmonic",null,"Har",null,"组织/反相脉冲谐波成像",null,"X","X","X","X","X","X"]
["Elastic imaging",null,"Elastic imaging","V30053","弹性成像",null,"O","O","O","O","O","O"]
["Contrast imaging",null,"Contrast imaging","V30054","CBI微泡造影成像(包含PPI造影分析)",null,"O","O","O","O","O","O"]
["vFlash",null,"VFlash","V30176","声动力成像",null,"-","O","O","-","-","-"]
["B/Color steer",null,null,null,"灰阶与彩色独立偏转",null,"X","X","X","X","X","X"]
["Needle enhancement",null,"Needle enhancement","V30080","穿刺增强",null,"O","O","O","O","O","O"]
["Support Mobile data transmission via Bluetooth and E-Mail",null,"Support Mobile data transmission via Bluetooth and E-Mail","V30082","移动图像传输方案",null,"X","X","X","X","X","X"]
["SGC",null,"Scanline Gain Compensation","V30107","扫描增益补偿",null,"X","X","X","X","X","X"]
["Tutorials",null,"Tutorial","V30195","超声教学功能",null,"X","X","X","X","X","X"]
["Maximum linear probe depth display (X6Δ16L)",null,"X6-16L_MaxDepth",{"$nulls":6},"16cm","16cm","16cm"]
["PWV",null,"Pulse Wave Velocity(PWV)","V30210","脉搏波定量分析",null,"-","-","-","-","-","-"]
["AMAS( Automatic measurement of Arterial stiffness ) ",null,"Advanced PWV","V30354","整体动脉僵硬度自动测量系统",null,"-","-","-","-","-","-"]
["Stress Echo",null,"Stress Echo","V30211","负荷成像",null,"-","-","-","-","-","-"]
["2D auto follicle",null,"Auto Follicle","V30212","二维卵泡自动测量",null,"-","-","-","-","-","-"]
["HSG",null,"C3DC4D(HSG)","V30215","输卵管造影",null,"-","-","-","-","-","-"]
["VINNO Cardiac Quantification",null,"vCQ","V30291","辅助诊疗功能",null,"O","O","O","O","O","O"]
["VINNO Cardiac Quantification",null,"vCQ-ABD","V30750","辅助诊疗功能（腹部）",null,"-","-","-","O","O","O"]
["VINNO Cardiac Quantification",null,"vCQ-Cardiac","V30753","辅助诊疗功能（心脏）",null,"-","-","-","O","O","O"]
["Zone Imaging",null,"ZoneImage","V30303","全御相关成像",null,"X","X","X","X","X","X"]
[" VFlow",null,"HQFlow","V30355","高灵敏度血流",null,"X","X","X","X","X","X"]
["Strain Imaging",null,"Strain Rate","V30356","应变成像",null,"O","O","O","O","O","O"]
["VAid (Real-time Auto Breast Lesion Detection)",null,"AI","V30357","乳腺自动化病灶辅助检测",null,"-","-","-","-","-","-"]
["Emergency",null,"Emergency Package","V30463","急诊",null,"-","-","-","-","-","-"]
["Nephrology",null,"Nephrology Package","V30464","肾内（血管通路）",null,"-","-","-","-","-","-"]
["ICU",null,"ICU Package","V30465","重症",null,"-","-","-","-","-","-"]
["Anesthesia",null,"Anesthesia Package","V30419","神经麻醉包",null,"-","-","-","-","-","-"]
["MSK",null,"MSKPackage","V30361","肌骨",null,"-","-","-","-","-","-"]
["VReport",null,"VReport","V30363","VReport",null,"O","O","O","O","O","O"]
["VSPORT",null,"SPORTPackage","V30386","运动版",null,"-","-","-","-","-","-"]
["Remote Examination",null,"Remote Examination","V30420","远程考核",null,"Δ","Δ","Δ","Δ","Δ","Δ"]
["Shear Wave Imaging(VShear)",null,"SWEI","V30494","剪切波弹性成像(VShear)",null,"-","-","-","-","-","-"]
[" VLuminous Flow",null,"RadiantFlow","V30495","立体血流",null,"X","X","X","X","X","X"]
["Live IMT",null,"AutoImtInScan","V30496","实时IMT",null,"-","-","-","-","-","-"]
["VAim for OB",null,"OB AIMeasure","V30497","VAim:产科自动测量",null,"-","-","-","-","-","-"]
["VAim for HIP",null,"DDH AIMeasure","V30498","VAim:小儿髋关节自动测量",null,"-","-","-","-","-","-"]
["VAim for Follicle",null,"Follicle AIMeasure","V30499","VAim:卵泡自动测量",null,"-","-","-","-","-","-"]
["VAim for Pelvic",null,"VAS AIMeasure","V30500","VAim:盆底脱垂自动测量",null,"-","-","-","-","-","-"]
["VAim for LEVA(3D)",null,"LEVA AIMeasure","V30501","VAim:3D盆底肛提肌裂孔自动测量",null,"-","-","-","-","-","-"]
["Customized Auto Workflow(VWork)",null,"Auto Works","V30502","自定义工作流(VWork)",null,"X","X","X","X","X","X"]
["Auto Flow Volume",null,"Auto Flow Volume","V30531","血流量自动测量",null,"-","-","-","-","-","-"]
["Cardiac Guide",null,"Cardiac Guide","V30554","心脏AI导航",null,"-","-","-","-","-","-"]
["lung ai",null,"LungAI","V30559","智能肺超",null,"-","-","-","-","-","-"]
["Multi Doppler",null,"MultiGatesPW","V30624","多门多普勒",null,"X","X","X","-","-","-"]
["Tissue boost",null,"SupportTissueBoost","V30626","组织增强 ",null,"-","-","-","-","-","-"]
[{"$nulls":6},"O","O","O"]
["3D/4D Imaging Features"]
["3D imaging",null,"3D imaging","V30135","三维成像",null,"Δ","Δ","Δ","Δ","Δ","Δ"]
["Real-time grayscale 4D",null,"Real-time grayscale 4D","V30066","实时灰阶四维",null,"Δ","Δ","Δ","Δ","Δ","Δ"]
["4D Volume/sec (65 angle)",null,null,null,"四维帧频"]
["Tomographic display (Mcut)",null,"Tomographic display (Mcut)","V30067","超声断层成像",null,"Δ","Δ","Δ","Δ","Δ","Δ"]
["Rendering algorithms",null,null,null,"渲染方式"]
["- maximum, minimum, XΔRay",null,null,null," 最大、最小、X光显影模式",null,"Δ","Δ","Δ","Δ","Δ","Δ"]
["- surface, smooth",null,null,null,"表面模式、平滑模式",null,"Δ","Δ","Δ","Δ","Δ","Δ"]
["Parameter adjustable after freeze",{"$nulls":5},"Δ","Δ","Δ","Δ","Δ","Δ"]
["HQ (High Quality) 3D/4D",null,"HQ3D&HQ4D","V30035","羊膜腔镜成像技术",null,"Δ","Δ","Δ","Δ","Δ","Δ"]
["Spatio Temporal Image Correlation (STIC)",null,"Spatio Temporal Image Correlation (STIC)","V30037","时间空间相关成像",null,"Δ","Δ","Δ","Δ","Δ","Δ"]
["Auto NT",null,"Auto NT","V30040","自动颈项透明层测量",null,"Δ","Δ","Δ","Δ","Δ","Δ"]
["Auto IT measure",null,"Auto IT","V30503","自动IT(颅内透明层)测量（同autoNT）",null,"Δ","Δ","Δ","Δ","Δ","Δ"]
["Inversion mode",null,"Inversion mode","V30057","灰阶反转模式",null,"Δ","Δ","Δ","Δ","Δ","Δ"]
["Magic cut",null,"Magic cut","V30058","魔术刀",null,"Δ","Δ","Δ","Δ","Δ","Δ"]
["Smart touch panel 3D/4D operation",null,"Smart touch panel 3D/4D operation","V30059","智能三维/四维触摸屏操作模式",null,"Δ","Δ","Δ","Δ","Δ","Δ"]
["Free view",null,"Free view","V30060","容积超声断层成像",null,"Δ","Δ","Δ","Δ","Δ","Δ"]
["Smart 3D Volume Calculation",null,"Smart 3D Volume Calculation","V30177","智能三维容积计算",null,"Δ","Δ","Δ","Δ","Δ","Δ"]
["Free 3D",null,"Free 3D","V30178","自由臂3D",null,"X","X","X","Δ","Δ","Δ"]
["3D auto follicle",null,"Follicle 3D","V30213","三维卵泡自动测量",null,"Δ","Δ","Δ","Δ","Δ","Δ"]
["4D HQ Silhouette mode",null,"HQSilhouette","V30358","HQ剪影模式",null,"-","-","-","-","-","-"]
["Export 3D data for 3D printer",null,"Export 3D data for 3D printer","V30504","导出3D打印数据",null,"Δ","Δ","Δ","Δ","Δ","Δ"]
["Auto Levator Ani",null,"Auto Levator Hiatus","V30505","3D盆底肛提肌裂孔自动测量",null,"Δ","Δ","Δ","Δ","Δ","Δ"]
["3D Smart Face",null,"3D Smart Face","V30506","智能胎儿面部成像",null,"Δ","Δ","Δ","Δ","Δ","Δ"]
["VNavIn",null,"Endoscope3D","V30552","超声3D内视渲染技术",null,"Δ","Δ","Δ","Δ","Δ","Δ"]
[]
["General Specification"]
["RF platform",null,null,null,"RF元数据平台",null,"X","X","X","X","X","X"]
["Cineloop",null,null,null,"电影回放",null,"1500\"/30000 frame","1500\"/30000 frame","1500\"/30000 frame","1500\"/30000 frame","1500\"/30000 frame","1500\"/30000 frame"]
["M2-SSD for ORCHID",null,null,null,"快速启动",null,"O","O","O","-","-","-"]
["SSD for quick bootup(E20 系列)",{"$nulls":5},"-","-","-","-","-","-"]
["SSD for quick bootup(portable)",null,null,null,"快速启动",null,"-","-","-","-","-","-"]
["Memory size",null,null,null,"内存",null,"16G","16G","16G","8G","8G","8G"]
["HDD",null,null,null,"硬盘",null,"1T","1T","1T","1T","1T","1T"]
["Monitor size",null,null,null,"显示器",null,"21.5\"","21.5\"","21.5\"","21.5\"","18.5“","18.5“"]
["Touch panel ",null,null,null,"触摸屏操作",null,"13.3\"","13.3\"","13.3\"","10\"","10\"","10\""]
["Integrated DVDRW ",null,null,null,"可读写DVD",null,"X","X","X","X","X","X"]
["B/W video printer slot",null,null,null,"黑白打印机安装槽",null,"X","X","X","X","X","X"]
["Patient database",null,null,null,"病人数据",null,"X","X","X","X","X","X"]
["Quick store",null,null,null,"USB快速存储",null,"X","X","X","X","X","X"]
["Network storage and printing",null,"Network Printer",null,"网络存储与网络打印",null,"X","X","X","X","X","X"]
["Auto track in PW/CW",null,null,null,"多普勒频谱自动包络",null,"X","X","X","X","X","X"]
["Vascular calculations",null,null,null,"血管测量包",null,"X","X","X","X","X","X"]
["Cardiac calculations",null,null,null,"心脏测量包",null,"X","X","X","X","X","X"]
["OB calculations and tables",null,null,null,"产科计算包及胎儿生长曲线表",null,"Δ","Δ","Δ","Δ","Δ","Δ"]
["Gynecological calculations",null,null,null,"妇科计算包",null,"Δ","Δ","Δ","Δ","Δ","Δ"]
["Urological calculations",null,null,null,"泌尿科计算包",null,"Δ","Δ","Δ","Δ","Δ","Δ"]
["Renal calculations",null,null,null,"肾脏计算包",null,"X","X","X","X","X","X"]
["Volume calculations",null,null,null,"容积计算",null,"X","X","X","X","X","X"]
["DICOM export and storage, printer, worklist",null,"DICOM export and storage, printer, worklist","V30038","DICOM接口（导出与存储,打印,列表）",null,"O","O","O","O","O","O"]
["Probe port",null,null,null,"选配探头接口",null,"-","-","-","-","-","-"]
[{"$nulls":4},"标配探头接口",null,"4+1","4+1","4+1",4,"3+1","3+1"]
["WIFI adapter for console",null,null,"V30558","无线适配器",null,"O","O","O","O","O","O"]
["WIFI adapter for portable",null,null,"V30115","便携超无线适配器",null,"-","-","-","-","-","-"]
["LAN",null,null,null,"网络连接",null,"X","X","X","X","X","X"]
["WLAN",{"$nulls":5},"-","-","-","-","-","-"]
["Transfer image to FTP server",null,"Transfer image to FTP server","V30087","传输影像至FTP服务器",null,"X","X","X","X","X","X"]
["RF data export",null,"RF data export","V30088","RF元数据导出",null,"Δ","Δ","Δ","Δ","Δ","Δ"]
["vCloud interface",null,"vCloud","V30173","远程传输接口",null,"X","X","X","X","X","X"]
["VGuide",null,"EzonoNgs","V30214","微磁引导",null,"-","-","-","-","-","-"]
[]
["Ergonomics"]
["Articulating display",null,null,null,"自由显示臂",null,"X","X","X","X","X","X"]
["display up/down",null,null,null,"显示器上下升降",null,"X"]
["operation panel up/down",null,null,null,"操作平台上下移动",null,"X","X","X","-","-","-"]
["operation panel Swivel",null,null,null,"操作平台左右移动",null,"X","X","X","-","-","-"]
["Operation panel FrontΔback adjustment",null,null,null,"操作平台前后移动",null,"X","X","X","-","-","-"]
["Gel warmer",null,null,null,"耦合剂加温器",null,"X","X","X","-","-","-"]
["Foot rest",null,null,null,"踏脚装置",null,"X","X","X","-","-","-"]
["Foot switch",null,null,null,"集成式脚踏开关",null,"X","X","X","-","-","-"]
["USB single button foot switch software",null,null,null,"USB单踏脚踏开关(需另外购买开关）",null,"-","-","-","-","-","-"]
["USB double button foot switch software",null,null,null,"USB双踏脚踏开关(需另外购买开关）",null,"O","O","O","O","O","O"]
["USB video acquisition card for video output",null,null,null,"中安USB视频采集卡（US2000视频采集盒）",null,"O","O","O","O","O","O"]
["battery discharge time",{"$nulls":5},"-","-","-","-","-","-"]
["battery charge time(fast/normal)",{"$nulls":5},"-","-","-","-","-","-"]
["battery package/UPS",{"$nulls":5},"-","-","-","-","-","-"]
["OR键盘托架组件",null,null,"V30510",null,null,"O","O","O","-","-","-"]
["新键盘托架组件（除60和86系列的其它大机器和CART-F/S/L）",null,null,"V30566",null,null,"-","-","-","O","O","O"]
["实验室ECG（ECG for LAB）（需要ECG硬件）",null,"MouseECG","V30538",6000209,null,"O","O","O","O","O","O"]
["ECG for 60/ X7/E30系列",null,null,null,"心电图",null,"O","O","O","O","O","O"]
["ECG for portable",null,null,null,"心电图",null,"-","-","-","-","-","-"]
["ECG for E20",null,null,null,"心电图",null,"-","-","-","-","-","-"]
["外置导声胶加热器",null,null,"V10047","外置导声胶加热器",null,"-","-","-","-","-","-"]
["空化探头支架",null,null,"V30311",null,null,"-","-","O","-","-","-"]
["USB audio adapter",null,null,"V30341","USB 外置声卡 海备思HAGIBIS",null,"-","-","-","-","-","-"]
["E20 UPS支架套件",null,null,"V30365",null,null,"-","-","-","-","-","-"]
["G55 UPS支架套件",null,null,"V30366",null,null,"-","-","-","O","O","O"]
["DVI to HDMI cable for trolley &TOONA_50cm",null,null,"V30424","DVI转HDMI视频输出线-50cm",null,"O","O","O","O","O","O"]
["HDMI port adapter ",null,null,"V30425","DVI转HDMI转接头",null,"O","O","O","O","O","O"]
["TOONA Hanger",{"$nulls":5},"-","-","-","-","-","-"]
[]
["I/O and peripherals"]
["Portable keyboard dust film(Minimum package quantity 10pcs,10pcs/Bag)",null,"Portable keyboard dust film","V30422","portable键盘防尘膜",null,null,null,"-","-","-","-"]
["TOONA Keyboard waterproofing membrane(Minimum package quantity 10pcs,10pcs/Bag)",null,"Toona 键盘防水膜","V30421",null,null,"-","-","-","-","-","-"]
["Bluetooth adapter",null,"Bluetooth adapter","V30082","蓝牙适配器",null,"X","X","X","O","O","O"]
["USB DVDRW "]
["USB port"]
["Display Port"]
["Simple CART",null,null,"V10043","CART-S"]
["2 extended probe ports"]
["3 extended probe ports"]
["3 probe holder"]
["Cart with battery and 3 probe ports",null,null,"V30207","带三口探头箱电池包推车  CART-F"]
["USB B/W graphic printer slot"]
["S-video port, DVI port, VGA port "]
["Toona cart",null,"Toona cart 海外版","V10226",null,null,"-","-","-","-","-","-"]
["Peripherals"]
[" 4 USB ports"]
["Power suit "]
["locking mechanism"]
["Up/down mechanism (>150mm)"]
["Battery pack (>4 hours working time)"]
["portable独立包装电池",null,null,"V30148"]
["CART 电池包组件",null,null,"V30155"]
["CART电源面板组件",null,null,"V30156"]
["CART视频转换输出组件",null,null,"V30208"]
["CART USB HUB组件",null,null,"V30158"]
["portable 箱包组件",null,null,"V30147"]
["Two probe ports box ",null,null,"V30153"]
["Three probe ports box ",null,null,"V30152"]
[]
[]
["Probes",null,"Product-ProbeSpecification","Δ：Optional（注册了但是不想卖）\n#：    Additional(未注册)\n-/tt:   Hidden(工程上或者市场不开放)\nO:     Standard(停售了)\nX:     Standard","成品探头IPN\n（选型系统）","裸探头IPN\n（标签上IPN）"]
["S1-8C(192)",null,"S1-8C","V20020",1000182,1000142,"-","-","-","-","-","-"]
["S1-8C（192，MUX）",null,"S1-8CM","V20054",1000992,1000991,"-","-","-","-","-","-",{"$nulls":6},"-","-","-","-","-","-","-","-","-","-","-","-","-","-","-","-","-","-","-","-","-","-","-","-","-","-","-","-","-","-","-","-","-","-","-","-","-","-","-","-","-","-","-","-","-","-","-","-","-","-","-","-","-","-"]
["S2-9C(128)",null,"S2-9CE","V20036",1000274,1000241,"-","-","-","-","-","-"]
["S1-9C",null,"S1-9C","V20059",1000409,1000408,"-","-","-","-","-","-"]
["X2-6C(192, mux)",null,"X2-6C","V20002",1000164,1000043,"X","X","X","-","-","-"]
["G2-5C(128)",null,"G2-5C","V20001",1000163,1000039,"-","-","-","X","X","X"]
["F2-5C(128)",null,"F2-5C","V20015",1000177,1000067,"-","-","-","X","X","X"]
["F2-5CE(128)停售",null,"F2-5CE","V20021",1000272,1000239,"-","-","-","X","X","X"]
["F2-5C",null,"F2-5CP","V20063",1000530,1000529,"-","-","-","Δ","Δ","Δ"]
["B2-6C(128)",null,"B2-6C","V20037",1000481,1000480,"-","-","-","-","-","-"]
["D2-6C",null,"D2-6C","V20065",1000946,1000945,"-","-","-","-","-","-"]
["D2-7C",null,"D2-7C",null,1000894,1000893,"-","-","-","-","-","-"]
["D3-6C(128)停售",null,"D3-6C","V20003",1000165,1000046,"-","-","-","Δ","Δ","Δ"]
["D3-6C(128)",null,"D3-6CM","V20003",1000312,1000310,"-","-","-","-","-","-"]
["D3-6CX(128)停售",null,"D3-6CX","V20004",1000166,1000065,"-","-","-","-","-","-"]
["D3-6CX(128)停售",null,"D3-6CY","V20004",1000502,1000501,"-","-","-","-","-","-"]
["D3-6CP",null,"D3-6CP",null,1000426,1000425,"-","-","-","-","-","-"]
["D3-6CE",null,"D3-6CE","V20027",1000271,1000238,"-","-","-","-","-","-"]
["G4-9E(128)停售",null,"G4-9E","V20005",1000167,1000041,"-","-","-","Δ","Δ","Δ"]
["G4-9E(128)停售",null,"G4-9EP","V20005",1000313,1000311,"-","-","-","-","-","-"]
["G4-9E(192, mux)停售",null,"G4-9ES",null,1000407,1000405,"-","-","-","Δ","Δ","Δ"]
["X4-9E(192, mux)直柄",null,"X4-9EL","V20049",1000805,1000804,"-","-","-","-","-","-"]
["X4-9E(192, mux)",null,"X4-9E","V20032",1000524,1000523,"-","-","-","-","-","-"]
["D4-9E(128)停售",null,"D4-9E","V20006",1000168,1000049,"-","-","-","-","-","-"]
["D4-9E(148, mux)",null,"D4-9EP","V20006",1000346,1000345,"-","-","-","-","-","-"]
["F4-9E(128)停售",null,"F4-9E","V20016",1000178,1000068,"-","-","-","Δ","Δ","Δ"]
["F4-9E(128)",null,"F4-9ES","V20033",1000432,1000431,"-","-","-","-","-","-"]
["F4-9E(128)",null,"F4-9EV","V20064",1000784,1000783,"-","-","-","-","-","-",{"$nulls":42},"Δ"]
["G3-9M(128)",null,"G3-9M","V20039",1000521,1000520,"X","X","X","X","X","X"]
["G4-9M(128)",null,"G4-9M","V20007",1000169,1000047,"X","X","X","X","X","X"]
["X3-10L(192)",null,"X3-10L","V20038",1000491,1000490,"-","-","-","X","X","X"]
["X4-12L(192, mux)",null,"X4-12L","V20008",1000170,1000042,"X","X","X","X","X","X"]
["X6-16L(192, mux)",null,"X6-16L","V20009",1000171,1000044,"X","X","X","X","X","X"]
["X6-16L(NGS)(192, mux)",null,"X6-16LG","V20034",1000434,1000433,"-","-","-","-","-","-"]
["U5-15L(256, mux)",null,"U5-15L","V20010",1000172,1000045,"-","-","-","-","-","-"]
["U5-15LE(256, mux)",null,"U5-15LE","V20011",1000173,1000101,"-","-","-","-","-","-"]
["I4-11T(128)",null,"I4-11T","V20012",1000174,1000052,"-","-","-","-","-","-"]
["F4-12L(128)（仅国内恢复在售）",null,"F4-12L","V20017",1000179,1000069,"X","X","X","X","X","X"]
["F4-12L(128)",null,"F4-12LV","V20058",1000742,1000741,"X","-","-","X","X","X"]
["X10-23L (128)",null,"X10-23L","V20022",1000276,1000249,"X","X","X","Δ","Δ","Δ"]
["X9-22L (192, mux)",null,"X9-22L","V20023",1000273,1000240,"-","-","-","Δ","Δ","Δ"]
["I7-18L (Hock stick,128)",null,"I7-18L","V20024",1000277,1000250,"-","-","-","-","-","-"]
["G1-4P(64)停售",null,"G1-4P","V20013",1000175,1000040,"-","-","-","X","X","X"]
["G1-4P(64)停售",null,"G1-4PS","V20013",1000381,1000375,"-","-","-","X","X","X"]
["G1-4P(64)停售",null,"G1-4PX","V20013",1000406,1000404,"X","X","X","X","X","X"]
["G1-4P（64）",null,"G1-4PV","V20052",1000744,1000743,"X","X","X","X","X","X"]
["S1-6P(64)停售",null,"S1-6P","V20014",1000176,1000066,"-","-","-","Δ","Δ","Δ"]
["S1-6PS(64) （非CE国家）",null,"S1-6PS","V20056",1001012,1001011,"-","-","-","-","-","-","-","-","-","-","-","-","-","-","-","-","-","-","-","-","-","-","-","-","-","-","-","-","-","-","-","-","-","-","-","-","-","-","-","-","-","-","-","-","-","-","-","-","-","-","-","-","-","-","-","-","-","-","-","-","-","-","-","-","-","-"]
["S1-6P(96)",null,"S1-6PX","V20048",1000275,1000242,"X","-","-","Δ","Δ","Δ"]
["S1-6P",null,"S1-6PV","V20061",1001206,1001080,"-","-","-","-","-","-"]
["G4-12LV(兽用经直肠探头,128)",null,"G4-12LV","V20026",1000344,1000343,"-","-","-","X","X","X"]
["G3-10P(儿童心脏探头,64)",null,"G3-10P","V20025",1000337,1000336,"-","-","-","-","-","-"]
["G3-10PX(儿童心脏探头,96)",null,"G3-10PX","V20031",1000372,1000371,"X","X","X","X","X","X"]
["G3-8M(128)停售",null,"G3-8M","V20028",1000390,1000376,"-","-","-","X","X","X"]
["G4-12P(96)",null,"G4-12PX","V20060",1001147,1001146,"X","X","X","X","X","X"]
["G4-12P(96)停售",null,"G4-12P","V20035",1000500,1000499,"X","X","X","X","X","X"]
["BP4-9(128/128)",null,"BP4-9C","V20053",1000438,1000437,"-","-","-","-","-","-"]
["G1-3R",null,"G1-3R","V20071",1000752,1000751,"-","-","-","-","-","-"]
["E3-8T",null,"E3-8T","V20057",1000734,1000733,"-","-","-","-","-","-"]
["A1-4P",null,"A1-4P","V20042",1000594,1000593,"-","-","-","-","-","-"]
["A2-5C",null,"A2-5C","V20040",1000590,1000589,"-","-","-","-","-","-"]
["A4-12L",null,"A4-12L","V20041",1000592,1000591,"-","-","-","-","-","-"]
["A4-9M",null,"A4-9M","V20045",1000652,1000651,"-","-","-","-","-","-"]
["A3-10P兽超",null,"A3-10P","V20046",1000654,1000653,"-","-","-","-","-","-"]
["A4-12LV兽超",null,"A4-12LV","V20047",1000656,1000655,"-","-","-","-","-","-"]
["A3-8M兽超",null,"A3-8M","V20051",1000856,1000855,"-","-","-","-","-","-"]
["A3-9M兽超",null,"A3-9M","V20055",1000928,1000927,"-","-","-","-","-","-"]
[]
["Biopsy guide",null,null,null,"IPN"]
["Biopsy guide S1-8C",null,"可重复使用，适用于S1-8C，S1-8CM","V30143",3100128,null,"-","-","-","-","-","-"]
["Biopsy guide G2-5C",null,"可重复使用","V30026",3100102,null,"-","-","-","X","X","X"]
["Biopsy guide F2-5C",null,"可重复使用，适用于F2-5C，F2-5CE，A2-5C","V30141",3100096,null,"-","-","-","X","X","X"]
["Biopsy guide G4-9E Steel",null,"可重复使用","V30030",3100101,null,"-","-","-","Δ","Δ","Δ"]
["Biopsy guide G4-9E Steel 21G",null,"可重复使用","V30217",3100211,null,"-","-","-","Δ","Δ","Δ"]
["Biopsy guide G4-9E Steel 14G",null,"可重复使用","V30362",3100250,null,"-","-","-","Δ","Δ","Δ"]
["Biopsy guide G4-9E Steel 17G",null,"可重复使用","V30768",3100545]
["Biopsy guide F4-9E",null,"可重复使用，适用于F4-9E,A4-9E","V30205",3100188,null,"-","-","-","Δ","Δ","Δ"]
["Biopsy guide X6-16L",null,"可重复使用","V30028",3100093,null,"X","X","X","X","X","X"]
["Biopsy guide X4-12L",null,"可重复使用","V30118",3100092,null,"X","X","X","X","X","X"]
["Biopsy guide F4-12L",null,"可重复使用,适用于F4-12L，A4-12L","V30142",3100130,null,"X","X","X","X","X","X"]
["Biopsy guide G1-4P",null,"可重复使用，适用于G1-4P，A1-4P","V30119",3100095,null,"X","X","X","X","X","X"]
["Biopsy guide S1-6P",null,"可重复使用，适用于S1-6P，S1-6PS","V30120",3100094,null,"X","X","X","Δ","Δ","Δ"]
["Biopsy guide BP4-9",null,"可重复使用","V30523",3100392,null,"-","-","-","-","-","-"]
["Biopsy guide X4-9E",null,"可重复使用","V30522",3100384,null,"-","-","-","-","-","-"]
["Biopsy guide S1-6PX",null,"可重复使用","V30653",3100438,null,"X","X","X","Δ","Δ","Δ"]
["Biopsy guide X2-6C",null,"可重复使用","V30654",3100454,null,"X","X","X","-","-","-"]
["Biopsy guide S2-9C",null,"可重复使用","V30769","3100473",null,"-","-","-","-","-","-"]
["俄罗斯版穿刺架,G4-9E",null,"可重复使用","V30475",1000883,null,"-","-","-","-","-","-"]
["俄罗斯版穿刺架,F4-12L",null,"可重复使用","V30476",1000884,null,"X","X","X","X","X","X"]
["俄罗斯版穿刺架,F2-5C",null,"可重复使用","V30477",1000885,null,"-","-","-","X","X","X"]
["一次性穿刺架，LEAPMED LPESE123",null,"-","T10004",3100243,null,"Δ","Δ","Δ","Δ","Δ","Δ"]